## Sheet1
# [LLINE] | PIN* [PARID] | Local Permit No.* [USER28] | Issue Date* [PERMDT] | Desc 1* [DESC1] | Desc 2 Code 1 [USER6] | Desc 2 Code 2 [USER7] | Desc 2 Code 3 [USER8] | Amount* [AMOUNT] | Assessable [IS_ASSESS] | Applicant Street Address* [ADDR1] | Applicant Address 2 [ADDR2] | Applicant City, State, Zip* [ADDR3] | Contact Phone* [PHONE] | Applicant* [USER21] | Notes [NOTE1] | Occupy Dt [UDATE1] | Submit Dt* [CERTDATE] | Est Comp Dt [UDATE2] | user21
1 | 25012250210000 | B200428582 | 6/9/2025 |  |  |  |  | 25000 |  | 9042 S CLYDE AVE |  | CHICAGO, IL |  | MORRIS TERRENCE | REPAIR OR IN-KIND REPLACEMENT OF 3 PLUMBING FIXTURES AS DESCRIBED IN PERMIT APPLICATION. INCLUDES REPAIR OR REPLACMENT OF PLUMBING PIPING. LOCATIONS: 1 RESIDENTIAL UNIT(S), 0 NON-RESIDENTIAL UNIT(S), 1ST FLOOR BATHROOM.
2 | 17163300470000 | B200428584 | 6/24/2025 |  |  |  |  | 417848 |  | 742 W ROOSEVELT RD |  | CHICAGO, IL |  | UIC | REPAIR/REPLACEMENT AFFECTING 1 SYSTEMS : 6 HYDRONIC COIL(TRANE AHU PENTHOUSE) . ELECTRICAL WORK UNDER THIS PERMIT = NO . LOCATIONS: 0 RESIDENTIAL UNIT(S), 1 NON-RESIDENTIAL UNIT(S), MECHANICAL ROOM PENTHOUSE.
3 | 14302250370000 | B200428585 | 6/4/2025 |  |  |  |  | 35000 |  | 1618 W DIVERSEY PKWY |  | CHICAGO, IL |  | ANIMAL MEDICAL CENTER OF CHICAGO | SCOPE: ROOF RECOVER. AREA: 1300 SQ. FT. ROOF COVERING: OTHER. LOCATION: ROOFTOP. IL ROOFING CONTRACTOR LICENSE: 104000394.
4 | 26061240610000 | B200428586 | 6/19/2025 |  |  |  |  | 25000 |  | 9014 S COLFAX AVE |  | CHICAGO, IL |  | TAYLOR LOUETHEL | REPAIR OR IN-KIND REPLACEMENT OF 3 PLUMBING FIXTURES AS DESCRIBED IN PERMIT APPLICATION. INCLUDES REPAIR OR REPLACMENT OF PLUMBING PIPING. LOCATIONS: 1 RESIDENTIAL UNIT(S), 0 NON-RESIDENTIAL UNIT(S), 1ST FLOOR BATHROOM.
5 | 24134200100000 | B200428589 | 6/6/2025 |  |  |  |  | 11220 |  | 2521 W 109TH ST |  | CHICAGO, IL |  | MERRICK TOBBY | SCOPE: ROOF REPLACEMENT. AREA: 9 SQ. FT. ROOF COVERING: ASPHALT SHINGLES. LOCATION: ON THE ROOF. IL ROOFING CONTRACTOR LICENSE: 104017574.
6 | 26304120400000 | B200428593 | 6/19/2025 |  |  |  |  | 25000 |  | 12920 S HOUSTON AVE |  | CHICAGO, IL |  | SMITH KATHERINE | REPAIR OR IN-KIND REPLACEMENT OF 3 PLUMBING FIXTURES AS DESCRIBED IN PERMIT APPLICATION. INCLUDES REPAIR OR REPLACMENT OF PLUMBING PIPING. LOCATIONS: 1 RESIDENTIAL UNIT(S), 0 NON-RESIDENTIAL UNIT(S), 1ST FLOOR BATHROOM.
7 | 14333010080000 | B200428598 | 6/27/2025 |  |  |  |  | 40000 |  | 1955 N BURLING ST |  | CHICAGO, IL |  | WILSON LAURIE | SCOPE: NONSTRUCTURAL INTERIOR RENOVATION OF EXISTING PRIMARY BATH; CONVERSION OF BEDROOM TO WALK-IN CLOSET; RENOVATION OF EXSITING FULL BATH TO POWDER ROOM. LOCATIONS: 1 RESIDENTIAL UNIT(S), 0 NON-RESIDENTIAL UNIT(S), PRIMARY BATH, CLOSET, BEDROOM.
8 | 17324080350000 | B200428599 | 6/4/2025 |  |  |  |  | 3750 |  | 3630 S SANGAMON ST |  | CHICAGO, IL |  | KAPITAL ELECTRIC CO., INC | LINE VOLTAGE ELECTRICAL WORK. ADD 1 CIRCUITS TO EXISTING 200 AMP SERVICE DISCONNECTING MEANS. RECEPTACLE OUTLETS: 1 . LIGHTING OUTLETS: 0. ELECTRIC VEHICLE SUPPLY EQUIPMENT:1 SPACES. SPECIFIC LOCATION: GARAGE.
9 | 20102290010000 | B200428600 | 6/6/2025 |  |  |  |  | 6294592 |  | 500 E 51ST ST |  | CHICAGO, IL |  | PROVIDENT HOSPITAL OF COOK COUNTY | HYDRONIC PIPING EXTENSION/RECONFIGURATION, REPAIR/REPLACEMENT AFFECTING 1 SYSTEMS : 58 HYDRONIC COIL(4TH FLOOR MECHANICAL) . ELECTRICAL WORK UNDER THIS PERMIT = NO . LOCATIONS: 0 RESIDENTIAL UNIT(S), 1 NON-RESIDENTIAL UNIT(S), MECHANICAL ROOM 4TH FLOOR.
10 | 16133250100000 | B200428603 | 6/10/2025 |  |  |  |  | 750 |  | 1125 S TROY ST |  | CHICAGO, IL |  | HEJ.LLC | TUCKPOINTING AND UNIT MASONRY REPAIR / REPLACEMENT: 600 SQ. FT., LINTEL QTY. 0, MAX. LENGTH 0. PARAPET REBUILDING: 5 SQ. FT. LOCATION: NORTH & SOUTH ELEVATION.
11 | 26081210320000 | B200428605 | 6/4/2025 |  |  |  |  | 13000 |  | 10124 S EWING AVE |  | CHICAGO, IL |  | LORENA ISLAS ANA | LOW VOLTAGE/COMMUNICATION ELECTRICAL WORK. ALTER EXISTING OTHER. SPECIFIC LOCATION: ELECTRICAL SERVICE UPGRADE.
12 | 13262020130000 | B200428606 | 6/5/2025 |  |  |  |  | 5170 |  | 3139 N ST LOUIS AVE |  | CHICAGO, IL |  | ZIELINSKI KATHY | PURPOSE: NEW/REPLACEMENT INSTALLATION. WOOD FENCE - 6'-0' ' (HEIGHT) X 10'-0' ' (LENGTH). LOCATION: NORTH SIDE OF THE PROPERTY.
13 | 16043050200000 | B200428608 | 6/4/2025 |  |  |  |  | 3610 |  | 1154 N LOCKWOOD AVE |  | CHICAGO, IL |  | INGLAM JACQUELINE | LINE VOLTAGE ELECTRICAL WORK. NEW PERMANENT 225 AMP SERVICE DISCONNECTING MEANS WITH 1 CIRCUITS. RECEPTACLE OUTLETS: 1 . LIGHTING OUTLETS: 0. ELECTRIC VEHICLE SUPPLY EQUIPMENT:1 SPACES. 13.5 KWH LITHIUM ION ENERGY STORAGE SYSTEM. SPECIFIC LOCATION: SERVICE CONDUCTORS, PANEL, METER, EXTERIOR WALL.
14 | 21311190190000 | B200428612 | 6/4/2025 |  |  |  |  | 1500 |  | 8104 S COLFAX AVE |  | CHICAGO, IL |  | BATTEAST HERMAN | LINE VOLTAGE ELECTRICAL WORK. NEW PERMANENT 100 AMP SERVICE DISCONNECTING MEANS WITH 1 CIRCUITS. RECEPTACLE OUTLETS: 1 . LIGHTING OUTLETS: 0. 13.5 KWH LITHIUM ION ENERGY STORAGE SYSTEM. SPECIFIC LOCATION: PANEL, EXTERIOR WALL.
15 | 25213000240000 | B200428614 | 6/13/2025 |  |  |  |  | 82500 |  | 11525 S HALSTED ST |  | CHICAGO, IL |  | KHATAU SANJEEV | SCOPE: NONSTRUCTURAL INTERIOR ALTERATION TO EXISTING DUNKIN DONUTS, REPLACE FLOOR BASE, TRIM, CEILING TILE, PLUMBING AND ELECTRICAL FIXTURES. LOCATIONS: 0 RESIDENTIAL UNIT(S), 1 NON-RESIDENTIAL UNIT(S), INTERIOR REMODEL OF A DUNKIN RESTAURANT.
16 | 25014030820000 | B200428615 | 6/4/2025 |  |  |  |  | 1500 |  | 9119 S MERRILL AVE |  | CHICAGO, IL |  | PERSON KRISTLE | LINE VOLTAGE ELECTRICAL WORK. NEW PERMANENT 200 AMP SERVICE DISCONNECTING MEANS WITH 1 CIRCUITS. RECEPTACLE OUTLETS: 1 . LIGHTING OUTLETS: 0. 13.5 KWH LITHIUM ION ENERGY STORAGE SYSTEM. SPECIFIC LOCATION: PANEL, EXTERIOR WALL.
17 | 12242030110000 | B200428616 | 6/4/2025 |  |  |  |  | 1500 |  | 3933 N OSCEOLA AVE |  | CHICAGO, IL |  | ANGULO MOISES | LINE VOLTAGE ELECTRICAL WORK. NEW PERMANENT 125 AMP SERVICE DISCONNECTING MEANS WITH 1 CIRCUITS. RECEPTACLE OUTLETS: 1 . LIGHTING OUTLETS: 0. 13.5 KWH LITHIUM ION ENERGY STORAGE SYSTEM. SPECIFIC LOCATION: EXTERIOR WALL.
18 | 13262000140000 | B200428617 | 6/24/2025 |  |  |  |  | 10000 |  | 3135 N CENTRAL PARK AVE |  | CHICAGO, IL |  | JMG REAL ESTATE | SCOPE: NONSTRUCTURAL INTERIOR ALTERATION FOR KITCHEN AND BATHROM REMODEL, REPLACE PIPING AND ELECTRICAL. LOCATIONS: 1 RESIDENTIAL UNIT(S), 0 NON-RESIDENTIAL UNIT(S), 1ST 2ND FLOOR.
19 | 20141160070000 | B200428620 | 6/16/2025 |  |  |  |  | 24000 |  | 5757 S UNIVERSITY AVE |  | CHICAGO, IL |  | UNIVERSITY OF CHICAGO* | TUCKPOINTING AND UNIT MASONRY REPAIR / REPLACEMENT: 150 SQ. FT., LINTEL QTY. 0, MAX. LENGTH 0. LOCATION: NORTH ELEVATION.
20 | 19142020150000 | B200428628 | 6/5/2025 |  |  |  |  | 31160 |  | 5527 S TRUMBULL AVE |  | CHICAGO, IL |  | CARRILLO ALEJANDRO | INSTALL SOLAR PANELS ON ROOF OF PRINCIPAL BUILDING. ROOF TYPE: STEEP (>5:12). INVERTER OUTPUT: 11.5 KW. ARRAY OUTPUT: 16.4 KW. INCLUDES 13.5 KWH ENERGY STORAGE SYSTEM. LOCATION: ROOF PLANES OF PRINCIPLE STRUCTURE. ICC DISTRIBUTED GENERATION INSTALLER CERT. #18-0817. ¦ SPECIAL CONDITION: * NEC REFERENCES TO BE OMITTED FROM DRAWINGS, ALL GENERAL ELECTRICAL NOTES SHALL REFERENCE CEC 2018. * REFER TO ELECTRICAL PERMIT B200427840.* ALL EQUIPMENT, CONNECTORS, RACEWAYS, TAPS, MUST BE LISTED AND LABELED FOR USE.
21 | 21311190190000 | B200428629 | 6/5/2025 |  |  |  |  | 22917 |  | 8104 S COLFAX AVE |  | CHICAGO, IL |  | BATTEAST HERMAN | INSTALL SOLAR PANELS ON ROOF OF PRINCIPAL BUILDING. ROOF TYPE: SLOPED (2:12 TO 5:12). INVERTER OUTPUT: 11.5 KW. ARRAY OUTPUT: 9.43 KW. INCLUDES 13.5 KWH ENERGY STORAGE SYSTEM. LOCATION: ROOF PLANES OF PRINCIPLE STRUCTURE. ICC DISTRIBUTED GENERATION INSTALLER CERT. #18-0817. ¦ SPECIAL CONDITION: * NEC REFERENCES TO BE OMITTED FROM DRAWINGS, ALL GENERAL ELECTRICAL NOTES SHALL REFERENCE CEC 2018. * REFER TO ELECTRICAL PERMIT B200428612.* ALL EQUIPMENT, CONNECTORS, RACEWAYS, TAPS, MUST BE LISTED AND LABELED FOR USE.
22 | 13241130260000 | B200428631 | 6/4/2025 |  |  |  |  | 31043 |  | 3842 N FRANCISCO AVE |  | CHICAGO, IL |  | PODGORNY MIKE | NEW DETACHED WOOD FRAME GARAGE. DIMENSIONS AND SETBACKS PER APPLICATION. BUILDING OUTSIDE DIMENSIONS: 20'-0' ' X22'-0' '. HIP ROOF HEIGHT TO PEAK: 14'-0' '.
23 | 14213120280000 | B200428632 | 6/10/2025 |  |  |  |  | 95360 |  | 516 W MELROSE ST |  | CHICAGO, IL |  | PREUSEN JIM | SCOPE: ROOF REPLACEMENT. AREA: 6000 SQ. FT. ROOF COVERING: BUILT-UP ROOF. LOCATION: ROOFING. IL ROOFING CONTRACTOR LICENSE: 104018293.
24 | 25014030820000 | B200428635 | 6/5/2025 |  |  |  |  | 16685 |  | 9119 S MERRILL AVE |  | CHICAGO, IL |  | PERSON KRISTLE | INSTALL SOLAR PANELS ON ROOF OF PRINCIPAL BUILDING. ROOF TYPE: STEEP (>5:12). INVERTER OUTPUT: 11.5 KW. ARRAY OUTPUT: 6.15 KW. INCLUDES 13.5 KWH ENERGY STORAGE SYSTEM. LOCATION: ROOF PLANES OF PRINCIPLE STRUCTURE. ICC DISTRIBUTED GENERATION INSTALLER CERT. #18-0817. ¦ SPECIAL CONDITION: * NEC REFERENCES TO BE OMITTED FROM DRAWINGS, ALL GENERAL ELECTRICAL NOTES SHALL REFERENCE CEC 2018. * REFER TO ELECTRICAL PERMIT B200428615.* ALL EQUIPMENT, CONNECTORS, RACEWAYS, TAPS, MUST BE LISTED AND LABELED FOR USE.
25 | 26172050070000 | B200428636 | 6/5/2025 |  |  |  |  | 18080 |  | 10723 S AVENUE F |  | CHICAGO, IL |  | ORNELAS CIRO | INSTALL SOLAR PANELS ON ROOF OF PRINCIPAL BUILDING. ROOF TYPE: SLOPED (2:12 TO 5:12). INVERTER OUTPUT: 11.5 KW. ARRAY OUTPUT: 8.2 KW. INCLUDES 13.5 KWH ENERGY STORAGE SYSTEM. LOCATION: ROOF PLANES OF PRINCIPLE STRUCTURE. ICC DISTRIBUTED GENERATION INSTALLER CERT. #18-0817. ¦ SPECIAL CONDITION: * NEC REFERENCES TO BE OMITTED FROM DRAWINGS, ALL GENERAL ELECTRICAL NOTES SHALL REFERENCE CEC 2018. * UNDERGROUND RACEWAY TO BE INSPECTED BY AHJ PRIOR TO COVERING. * PLEASE REFER TO SOLAR (ACCESSORY) PERMIT B200428639 AND ELECTRICAL PERMIT B200428079.* ALL EQUIPMENT, CONNECTORS, RACEWAYS, TAPS, MUST BE LISTED AND LABELED FOR USE.
26 | 26172050070000 | B200428639 | 6/5/2025 |  |  |  |  | 16522 |  | 10723 S AVENUE F |  | CHICAGO, IL |  | ORNELAS CIRO | INSTALL SOLAR PANELS ON ROOF OF ACCESSORY BUILDING. ROOF TYPE: SLOPED (2:12 TO 5:12). INVERTER OUTPUT: 11.5 KW. ARRAY OUTPUT: 7.38 KW. INCLUDES 13.5 KWH ENERGY STORAGE SYSTEM. LOCATION: ROOF PLANES OF DETACHED STRUCTURE. ICC DISTRIBUTED GENERATION INSTALLER CERT. #18-0817. ¦ SPECIAL CONDITION: * NEC REFERENCES TO BE OMITTED FROM DRAWINGS, ALL GENERAL ELECTRICAL NOTES SHALL REFERENCE CEC 2018. * UNDERGROUND RACEWAY TO BE INSPECTED BY AHJ PRIOR TO COVERING. * PLEASE REFER TO SOLAR (PRINCIPAL) PERMIT B200428636 AND ELECTRICAL PERMIT B200428079.* ALL EQUIPMENT, CONNECTORS, RACEWAYS, TAPS, MUST BE LISTED AND LABELED FOR USE.
27 | 17062330250000 | B200428641 | 6/20/2025 |  |  |  |  | 4600 |  | 1735 W POTOMAC AVE |  | CHICAGO, IL |  | BENTON BILL | INSTALL SOLAR PANELS ON ROOF OF PRINCIPAL BUILDING. ROOF TYPE: SLOPED (2:12 TO 5:12). INVERTER OUTPUT: 5 KW. ARRAY OUTPUT: 6.54 KW. LOCATION: ROOF MOUNTED SOLAR PANELS. ICC DISTRIBUTED GENERATION INSTALLER CERT. #22-0147. ¦ SPECIAL CONDITION: * NEC REFERENCES TO BE OMITTED FROM DRAWINGS, ALL GENERAL ELECTRICAL NOTES SHALL REFERENCE CEC 2018.* ALL EQUIPMENT, CONNECTORS, RACEWAYS, TAPS, MUST BE LISTED AND LABELED FOR USE.
28 | 14051220360000 | B200428642 | 6/4/2025 |  |  |  |  | 11258 |  | 1330 W GLENLAKE AVE |  | CHICAGO, IL |  | CARRANZA MONICA | PURPOSE: NEW/REPLACEMENT INSTALLATION. WOOD FENCE - 6'-0' ' (HEIGHT) X 169'-0' ' (LENGTH). LOCATION: FENCING IN BACKYARD BEHIND MY SINGLE-FAMILY HOME..
29 | 12242030110000 | B200428643 | 6/6/2025 |  |  |  |  | 14185 |  | 3933 N OSCEOLA AVE |  | CHICAGO, IL |  | ANGULO MOISES | INSTALL SOLAR PANELS ON ROOF OF PRINCIPAL BUILDING. ROOF TYPE: STEEP (>5:12). INVERTER OUTPUT: 11.5 KW. ARRAY OUTPUT: 6.15 KW. INCLUDES 13.5 KWH ENERGY STORAGE SYSTEM. LOCATION: ROOF PLANES OF PRINCIPLE STRUCTURE. ICC DISTRIBUTED GENERATION INSTALLER CERT. #18-0817. ¦ SPECIAL CONDITION: * NEC REFERENCES TO BE OMITTED FROM DRAWINGS, ALL GENERAL ELECTRICAL NOTES SHALL REFERENCE CEC 2018. * REFER TO SOLAR (ACCESSORY0 PERMIT B200428645 AND ELECTRICAL PERMIT B200428816.* UNDERGROUND RACEWAY TO BE INSPECTED BY AHJ PRIOR TO COVERING. * ALL EQUIPMENT, CONNECTORS, RACEWAYS, TAPS, MUST BE LISTED AND LABELED FOR USE.
30 | 14194000310000 | B200428644 | 6/5/2025 |  |  |  |  | 4745 |  | 1934 W EDDY ST |  | CHICAGO, IL |  | DALEY BRIAN | PURPOSE: NEW/REPLACEMENT INSTALLATION. WOOD FENCE - 6'-0' ' (HEIGHT) X 45'-0' ' (LENGTH). LOCATION: REAR SIDE OF THE PROPERTY.
31 | 12242030110000 | B200428645 | 6/6/2025 |  |  |  |  | 7953 |  | 3933 N OSCEOLA AVE |  | CHICAGO, IL |  | ANGULO MOISES | INSTALL SOLAR PANELS ON ROOF OF ACCESSORY BUILDING. ROOF TYPE: SLOPED (2:12 TO 5:12). INVERTER OUTPUT: 11.5 KW. ARRAY OUTPUT: 2.87 KW. INCLUDES 13.5 KWH ENERGY STORAGE SYSTEM. LOCATION: ROOF PLANES ON DETACHED STRUCTURE. ICC DISTRIBUTED GENERATION INSTALLER CERT. #18-0817. ¦ SPECIAL CONDITION: * NEC REFERENCES TO BE OMITTED FROM DRAWINGS, ALL GENERAL ELECTRICAL NOTES SHALL REFERENCE CEC 2018. * REFER TO SOLAR (PRINCIPAL) PERMIT B200428643 AND ELECTRICAL PERMIT B200428816.* UNDERGROUND RACEWAY TO BE INSPECTED BY AHJ PRIOR TO COVERING. * ALL EQUIPMENT, CONNECTORS, RACEWAYS, TAPS, MUST BE LISTED AND LABELED FOR USE.
32 | 20154020150000 | B200428647 | 6/4/2025 |  |  |  |  | 2100 |  | 6020 S EBERHART AVE |  | CHICAGO, IL |  | TURNER KAILA | PURPOSE: NEW/REPLACEMENT INSTALLATION. WOOD FENCE - 6'-0' ' (HEIGHT) X 24'-0' ' (LENGTH). LOCATION: BACKYARD.
33 | 25053260250000 | B200428649 | 6/4/2025 |  |  |  |  | 1747 |  | 9438 S BISHOP ST |  | CHICAGO, IL |  | TABRON MICKEAL | PURPOSE: NEW/REPLACEMENT INSTALLATION. WOOD FENCE - 6'-0' ' (HEIGHT) X 42'-0' ' (LENGTH). LOCATION: RIGHT SIDE OF THE PROPERTY; 42F.
34 | 17312190310000 | B200428653 | 6/23/2025 |  |  |  |  | 100000 |  | 1618 W 33RD PL |  | CHICAGO, IL |  | CITY OF CHICAGO 2FM | TUCKPOINTING AND UNIT MASONRY REPAIR / REPLACEMENT: 3000 SQ. FT., LINTEL QTY. 0, MAX. LENGTH 0. LOCATION: MASONRY ALL ELEVATIONS.
35 | 17204170050000 | B200428654 | 6/27/2025 |  |  |  |  | 12000 |  | 1911 S RACINE AVE |  | CHICAGO, IL |  | NICHOLAS AND ANNA BROWN | TUCKPOINTING AND UNIT MASONRY REPAIR / REPLACEMENT: 120 SQ. FT., LINTEL QTY. 0, MAX. LENGTH 0. LOCATION: FRONT, BACK, SIDES OF BUILDING.
36 | 21314170320000 | B200428665 | 6/7/2025 |  |  |  |  | 3500 |  | 8522 S ESCANABA AVE |  | CHICAGO, IL |  | ESCANABA LLC | IN-KIND REPLACEMENT OF EXTERIOR WINDOWS AND DOORS IN EXISTING OPENINGS. REPLACEMENT WINDOWS: 8; REPLACEMENT SKYLIGHTS: 0; REPLACEMENT DOORS: 4. AFFECTS: 1 RESIDENTIAL UNIT(S), 0 NON-RESIDENTIAL UNIT(S), LOCATION: WINDOWS, DOORS & CAULKING AND POWER WASHING SIDING.
37 | 17032070620000 | B200428675 | 6/9/2025 |  |  |  |  | 9000 |  | 950 N MICHIGAN AVE |  | CHICAGO, IL |  | OVRUTSKY IRINA | LINE VOLTAGE ELECTRICAL WORK. REPAIR OR ALTER DEVICES ON EXISTING CIRCUITS. RECEPTACLE OUTLETS: 15 . LIGHTING OUTLETS: 25. SPECIFIC LOCATION: UNIT 4104.
38 | 13283210080000 | B200428682 | 6/12/2025 |  |  |  |  | 29325 |  | 5237 W WRIGHTWOOD AVE |  | CHICAGO, IL |  | SILVA LILLIAN | INSTALL SOLAR PANELS ON ROOF OF PRINCIPAL BUILDING. ROOF TYPE: SLOPED (2:12 TO 5:12). INVERTER OUTPUT: 13.34 KW. ARRAY OUTPUT: 19.55 KW. LOCATION: THE ROOF. ICC DISTRIBUTED GENERATION INSTALLER CERT. #22-0420. ¦ SPECIAL CONDITION: * NEC REFERENCES TO BE OMITTED FROM DRAWINGS, ALL GENERAL ELECTRICAL NOTES SHALL REFERENCE CEC 2018. * ALL EQUIPMENT, CONNECTORS, RACEWAYS, TAPS, MUST BE LISTED AND LABELED FOR USE.
39 | 13102030570000 | B200428689 | 6/9/2025 |  |  |  |  | 27977 |  | 5357 N KILDARE AVE |  | CHICAGO, IL |  | BUCHANAN ROBERT | INSTALL SOLAR PANELS ON ROOF OF PRINCIPAL BUILDING. ROOF TYPE: SLOPED (2:12 TO 5:12). INVERTER OUTPUT: 8.91 KW. ARRAY OUTPUT: 8.91 KW. LOCATION: ROOF OF PRIMARY RESIDENCE. ICC DISTRIBUTED GENERATION INSTALLER CERT. #19-0736. ¦ SPECIAL CONDITION: * NEC REFERENCES TO BE OMITTED FROM DRAWINGS, ALL GENERAL ELECTRICAL NOTES SHALL REFERENCE CEC 2018. * ALL EQUIPMENT, CONNECTORS, RACEWAYS, TAPS, MUST BE LISTED AND LABELED FOR USE.
40 | 16044100210000 | B200428690 | 6/4/2025 |  |  |  |  | 10427 |  | 1056 N LAVERGNE AVE |  | CHICAGO, IL |  | BARBER GENNARD | PURPOSE: NEW/REPLACEMENT INSTALLATION. VINYL/PVC FENCE - 6'-0' ' (HEIGHT) X 93'-0' ' (LENGTH). LOCATION: REAR YARD.
41 | 16262080420000 | B200428697 | 6/5/2025 |  |  |  |  | 3000 |  | 2356 S DRAKE AVE |  | CHICAGO, IL |  | DING HONG | TUCKPOINTING AND UNIT MASONRY REPAIR / REPLACEMENT: 250 SQ. FT., LINTEL QTY. 0, MAX. LENGTH 0. PARAPET REBUILDING: 500 SQ. FT. LOCATION: NORTH AND WEST PARAPET WALLS.
42 | 25021000340000 | B200428700 | 6/13/2025 |  |  |  |  | 2000 |  | 832 E 87TH PL |  | CHICAGO, IL |  | MEJIA ANDRES | PURPOSE: NEW/REPLACEMENT INSTALLATION. WROUGHT IRON FENCE - 6'-0' ' (HEIGHT) X 52'-0' ' (LENGTH). LOCATION: NEW 6'-0" HIGH IRON FENCE APPROX 52 SF.
43 | 20303110040000 | B200428705 | 6/6/2025 |  |  |  |  | 13185 |  | 7711 S SEELEY AVE |  | CHICAGO, IL |  | SOTELO CARLOS | INSTALL SOLAR PANELS ON ROOF OF PRINCIPAL BUILDING. ROOF TYPE: STEEP (>5:12). INVERTER OUTPUT: 5.7 KW. ARRAY OUTPUT: 7.225 KW. LOCATION: ROOF OF PRINCIPAL BUILDING. ICC DISTRIBUTED GENERATION INSTALLER CERT. #24-0450. ¦ SPECIAL CONDITION: * NEC REFERENCES TO BE OMITTED FROM DRAWINGS, ALL GENERAL ELECTRICAL NOTES SHALL REFERENCE CEC 2018. * ALL EQUIPMENT, CONNECTORS, RACEWAYS, TAPS, MUST BE LISTED AND LABELED FOR USE.
44 | 25021110070000 | B200428708 | 6/5/2025 |  |  |  |  | 2800 |  | 819 E 90TH ST |  | CHICAGO, IL |  | BODDIE WALTER | TUCKPOINTING AND UNIT MASONRY REPAIR / REPLACEMENT: 500 SQ. FT., LINTEL QTY. 0, MAX. LENGTH 0. PARAPET REBUILDING: 500 SQ. FT. LOCATION: PARAPET.
45 | 19073130120000 | B200428709 | 6/5/2025 |  |  |  |  | 5000 |  | 5218 S NEWCASTLE AVE |  | CHICAGO, IL |  | RUSSELL RYAN | LINE VOLTAGE ELECTRICAL WORK. NEW PERMANENT 200 AMP SERVICE DISCONNECTING MEANS WITH 40 CIRCUITS. RECEPTACLE OUTLETS: 1 . LIGHTING OUTLETS: 0. SPECIFIC LOCATION: BASEMENT & AT UTILITY METER.
46 | 14323050060000 | B200428713 | 6/4/2025 |  |  |  |  | 2600 |  | 1960 N CLYBOURN AVE |  | CHICAGO, IL |  | L SQUARED HAIR COMPANY INC. | LOW VOLTAGE/COMMUNICATION ELECTRICAL WORK. INSTALL DATA/VIDEO. SPECIFIC LOCATION: FLOORS 1 AND 2.
47 | 24222020030000 | B200428714 | 6/6/2025 |  |  |  |  | 135000 |  | 4058 W 115TH ST |  | CHICAGO, IL |  | TMIF III MIDPOINTE LLC | SCOPE: ROOF RECOVER. AREA: 12000 SQ. FT. ROOF COVERING: BUILT-UP ROOF. LOCATION: ROOFING SECTION ONLY. IL ROOFING CONTRACTOR LICENSE: 104.01974.
48 | 24222020030000 | B200428720 | 6/6/2025 |  |  |  |  | 135000 |  | 4050 W 115TH ST |  | CHICAGO, IL |  | TMIF III MIDPOINTE LLC | SCOPE: ROOF RECOVER. AREA: 12000 SQ. FT. ROOF COVERING: BUILT-UP ROOF. LOCATION: ROOFING SECTION. IL ROOFING CONTRACTOR LICENSE: 104.01974.
49 | 24222020030000 | B200428721 | 6/6/2025 |  |  |  |  | 135000 |  | 4050 W 115TH ST |  | CHICAGO, IL |  | TMIF III MIDPOINTE LLC | SCOPE: ROOF RECOVER. AREA: 12000 SQ. FT. ROOF COVERING: BUILT-UP ROOF. LOCATION: ROOFING SECTION ONLY. IL ROOFING CONTRACTOR LICENSE: 104.01974.
50 | 24222020030000 | B200428722 | 6/6/2025 |  |  |  |  | 28000 |  | 4050 W 115TH ST |  | CHICAGO, IL |  | TMIF III MIDPOINTE LLC | SCOPE: ROOF REPAIR. AREA: 4000 SQ. FT. ROOF COVERING: BUILT-UP ROOF. LOCATION: ROOFING SECTION ONLY. IL ROOFING CONTRACTOR LICENSE: 104.01974.
51 | 19084270010000 | B200428730 | 6/6/2025 |  |  |  |  | 12000 |  | 5995 S ARCHER AVE |  | CHICAGO, IL |  | RYCEWICZ BEATA | TUCKPOINTING AND UNIT MASONRY REPAIR / REPLACEMENT: 800 SQ. FT., LINTEL QTY. 6, MAX. LENGTH 6. LOCATION: MASONRY REPAIR.
52 | 20114110210000 | B200428733 | 6/8/2025 |  |  |  |  | 5500 |  | 1462 E 53RD ST |  | CHICAGO, IL |  | LAKE PARK ASSOCIATES, INC. | LINE VOLTAGE ELECTRICAL WORK. ADD 4 CIRCUITS TO EXISTING 600 AMP SERVICE DISCONNECTING MEANS. RECEPTACLE OUTLETS: 1 . LIGHTING OUTLETS: 1. SPECIFIC LOCATION: BASEMENT & 1ST FLOOR. ¦ SPECIAL CONDITION: * PLEASE HAVE SPEC SHEETS FOR EQUIPMENT BEING INSTALLED ON DAY OF INSPECTION.
53 | 14204030160000 | B200428734 | 6/5/2025 |  |  |  |  | 2900 |  | 3477 N CLARK ST |  | CHICAGO, IL |  | CHRISTOPHER JOHNSTON | LINE VOLTAGE ELECTRICAL WORK. REPAIR OR ALTER DEVICES ON EXISTING CIRCUITS. RECEPTACLE OUTLETS: 12 . LIGHTING OUTLETS: 4. SPECIFIC LOCATION: FIRST FLOOR BAR AND BASEMENT.
54 | 20362150250000 | B200428736 | 6/6/2025 |  |  |  |  | 6000 |  | 8024 S YATES BLVD |  | CHICAGO, IL |  | EPTING STEVE | PURPOSE: NEW/REPLACEMENT INSTALLATION. WOOD FENCE - 6'-0' ' (HEIGHT) X 33'-0' ' (LENGTH). WROUGHT IRON FENCE - 5'-0' ' (HEIGHT) X 66'-0' ' (LENGTH). LOCATION: FRONT AND REAR.
55 | 13253180180000 | B200428739 | 6/6/2025 |  |  |  |  | 3150 |  | 2507 N FRANCISCO AVE |  | CHICAGO, IL |  | PEREZ OLGA | LINE VOLTAGE ELECTRICAL WORK. ADD 2 CIRCUITS TO EXISTING 100 AMP SERVICE DISCONNECTING MEANS. ADD 2 CIRCUITS TO EXISTING 100 AMP SERVICE DISCONNECTING MEANS. RECEPTACLE OUTLETS: 2 . LIGHTING OUTLETS: 2. SPECIFIC LOCATION: UNIT 1 - BATHROOM & UNIT 2 - BATHROOM.
56 | 13134100110000 | B200428742 | 6/12/2025 |  |  |  |  | 20000 |  | 4122 N ROCKWELL ST |  | CHICAGO, IL |  | HELTZER REAL ESTATE | SCOPE: ROOF RECOVER. AREA: 7000 SQ. FT. ROOF COVERING: BUILT-UP ROOF. LOCATION: LOWER AND UPPER ROOF SECTION AT 4122 N. ROCKWELL. IL ROOFING CONTRACTOR LICENSE: 104018982.
57 | 17341060330000 | B200428745 | 6/13/2025 |  |  |  |  | 5000 |  | 3144 S DR MARTIN LUTHER KING JR DR |  | CHICAGO, IL |  | SPEARS ANGELA | IN-KIND REPLACEMENT OF EXTERIOR WINDOWS AND DOORS IN EXISTING OPENINGS. REPLACEMENT WINDOWS: 1; REPLACEMENT SKYLIGHTS: 0; REPLACEMENT DOORS: 2. AFFECTS: 1 RESIDENTIAL UNIT(S), 0 NON-RESIDENTIAL UNIT(S), LOCATION: FRONT DOOR BASEMENT DOOR, LIVING ROOM WINDOW. ¦ SPECIAL CONDITION: APPROVED PER ATTACHMENTS RECEIVED 6/4/25: NEW WINDOWS TO BE BRONZE COLOR AS PROPOSED.
58 | 19362050200000 | B200428750 | 6/9/2025 |  |  |  |  | 23505 |  | 7943 S MAPLEWOOD AVE |  | CHICAGO, IL |  | BRITTANI ANDERSON | SCOPE: ROOF REPLACEMENT. AREA: 2341 SQ. FT. ROOF COVERING: ASPHALT SHINGLES. LOCATION: HOUSE AND GARAGE. IL ROOFING CONTRACTOR LICENSE: 104019104.
59 | 16082150090000 | B200428766 | 6/5/2025 |  |  |  |  | 8000 |  | 629 N PARKSIDE AVE |  | CHICAGO, IL |  | GREATER ST. JOHN BIBLE CHURCH | PURPOSE: NEW/REPLACEMENT INSTALLATION. CHAIN LINK FENCE - 6'-0' ' (HEIGHT) X 330'-0' ' (LENGTH). LOCATION: LAND PLOT FOR COMMUNITY GARDEN.
60 | 17084320130000 | B200428768 | 6/8/2025 |  |  |  |  | 10000 |  | 900 W RANDOLPH ST |  | CHICAGO, IL |  | DUFF ENTERTAINMENT | LINE VOLTAGE ELECTRICAL WORK. NEW PERMANENT 100 AMP SERVICE DISCONNECTING MEANS WITH 1 CIRCUITS. NEW PERMANENT 100 AMP SERVICE DISCONNECTING MEANS WITH 1 CIRCUITS. NEW PERMANENT 100 AMP SERVICE DISCONNECTING MEANS WITH 1 CIRCUITS. NEW PERMANENT 100 AMP SERVICE DISCONNECTING MEANS WITH 1 CIRCUITS. NEW PERMANENT 100 AMP SERVICE DISCONNECTING MEANS WITH 1 CIRCUITS. NEW PERMANENT 100 AMP SERVICE DISCONNECTING MEANS WITH 1 CIRCUITS. NEW PERMANENT 100 AMP SERVICE DISCONNECTING MEANS WITH 1 CIRCUITS. NEW PERMANENT 100 AMP SERVICE DISCONNECTING MEANS WITH 1 CIRCUITS. NEW PERMANENT 100 AMP SERVICE DISCONNECTING MEANS WITH 1 CIRCUITS. NEW PERMANENT 100 AMP SERVICE DISCONNECTING MEANS WITH 1 CIRCUITS. NEW PERMANENT 100 AMP SERVICE DISCONNECTING MEANS WITH 1 CIRCUITS. NEW PERMANENT 100 AMP SERVICE DISCONNECTING MEANS WITH 1 CIRCUITS. NEW PERMANENT 100 AMP SERVICE DISCONNECTING MEANS WITH 1 CIRCUITS. RECEPTACLE OUTLETS: 1 . LIGHTING OUTLETS: 0. SPECIFIC LOCATION: FRONT.
61 | 14081070350000 | B200428769 | 6/11/2025 |  |  |  |  | 10000 |  | 5400 N CLARK ST |  | CHICAGO, IL |  | CHICAGO SPECIAL EVENTS MANAGEMENT INC | LINE VOLTAGE ELECTRICAL WORK. NEW PERMANENT 100 AMP SERVICE DISCONNECTING MEANS WITH 1 CIRCUITS. NEW PERMANENT 100 AMP SERVICE DISCONNECTING MEANS WITH 1 CIRCUITS. NEW PERMANENT 100 AMP SERVICE DISCONNECTING MEANS WITH 1 CIRCUITS. NEW PERMANENT 100 AMP SERVICE DISCONNECTING MEANS WITH 1 CIRCUITS. NEW PERMANENT 100 AMP SERVICE DISCONNECTING MEANS WITH 1 CIRCUITS. NEW PERMANENT 100 AMP SERVICE DISCONNECTING MEANS WITH 1 CIRCUITS. NEW PERMANENT 100 AMP SERVICE DISCONNECTING MEANS WITH 1 CIRCUITS. NEW PERMANENT 100 AMP SERVICE DISCONNECTING MEANS WITH 1 CIRCUITS. NEW PERMANENT 100 AMP SERVICE DISCONNECTING MEANS WITH 1 CIRCUITS. NEW PERMANENT 100 AMP SERVICE DISCONNECTING MEANS WITH 1 CIRCUITS. NEW PERMANENT 100 AMP SERVICE DISCONNECTING MEANS WITH 1 CIRCUITS. NEW PERMANENT 100 AMP SERVICE DISCONNECTING MEANS WITH 1 CIRCUITS. NEW PERMANENT 100 AMP SERVICE DISCONNECTING MEANS WITH 1 CIRCUITS. NEW PERMANENT 100 AMP SERVICE DISCONNECTING MEANS WITH 1 CIRCUITS. RECEPTACLE OUTLETS: 1 . LIGHTING
62 | 17201000060000 | B200428770 | 6/10/2025 |  |  |  |  | 5500 |  | 1537 W ROOSEVELT RD |  | CHICAGO, IL |  | HUSAIN SHEIKH MOEID | LINE VOLTAGE ELECTRICAL WORK. NEW PERMANENT 200 AMP SERVICE DISCONNECTING MEANS WITH 1 CIRCUITS. RECEPTACLE OUTLETS: 1 . LIGHTING OUTLETS: 0. SPECIFIC LOCATION: FIRST FLOOR.
63 | 17042030780000 | B200428771 | 6/5/2025 |  |  |  |  | 10000 |  | 1400 N WELLS ST |  | CHICAGO, IL |  | CHICAGO SPECIAL EVENTS MANAGEMENT INC | LINE VOLTAGE ELECTRICAL WORK. NEW PERMANENT 100 AMP SERVICE DISCONNECTING MEANS WITH 1 CIRCUITS. NEW PERMANENT 100 AMP SERVICE DISCONNECTING MEANS WITH 1 CIRCUITS. NEW PERMANENT 100 AMP SERVICE DISCONNECTING MEANS WITH 1 CIRCUITS. NEW PERMANENT 100 AMP SERVICE DISCONNECTING MEANS WITH 1 CIRCUITS. NEW PERMANENT 100 AMP SERVICE DISCONNECTING MEANS WITH 1 CIRCUITS. NEW PERMANENT 100 AMP SERVICE DISCONNECTING MEANS WITH 1 CIRCUITS. NEW PERMANENT 100 AMP SERVICE DISCONNECTING MEANS WITH 1 CIRCUITS. NEW PERMANENT 100 AMP SERVICE DISCONNECTING MEANS WITH 1 CIRCUITS. RECEPTACLE OUTLETS: 1 . LIGHTING OUTLETS: 0. SPECIFIC LOCATION: FRONT.
64 | 19013020340000 | B200428772 | 6/9/2025 |  |  |  |  | 18000 |  | 3100 W 44TH ST |  | CHICAGO, IL |  | ROCHA DAVID | TUCKPOINTING AND UNIT MASONRY REPAIR / REPLACEMENT: 500 SQ. FT., LINTEL QTY. 0, MAX. LENGTH 0. LOCATION: SOUTH, EAST, WEST ELEVATIONS.
65 | 13253080050000 | B200428777 | 6/11/2025 |  |  |  |  | 4000 |  | 2641 N KEDZIE AVE |  | CHICAGO, IL |  | THE MARISOL PRADA LIVING TRUST | REPAIR OR IN-KIND REPLACEMENT OF 0 PLUMBING FIXTURES AS DESCRIBED IN PERMIT APPLICATION. INCLUDES REPAIR OR REPLACMENT OF PLUMBING PIPING. INCLUDES REPAIR OR REPLACEMENT OF PLUMBING RISERS IN EXISTING CHASES. LOCATIONS: 0 RESIDENTIAL UNIT(S), 1 NON-RESIDENTIAL UNIT(S), BASEMENT.
66 | 20303190050000 | B200428786 | 6/24/2025 |  |  |  |  | 10500 |  | 7547 S HAMILTON AVE |  | CHICAGO, IL |  | VILLA JOSE A | SCOPE: WRECK AND REMOVE 1 STORY RESIDENTIAL DETACHED FRAME GARAGE. LOCATIONS: 1 RESIDENTIAL UNIT(S), 0 NON-RESIDENTIAL UNIT(S), EXTERIOR WORK, GARAGE
67 | 20071030330000 | B200428787 | 6/6/2025 |  |  |  |  | 62254 |  | 4801 S OAKLEY AVE |  | CHICAGO, IL |  | FLEISCHMANN'S VINEGAR | LOW VOLTAGE/COMMUNICATION ELECTRICAL WORK. INSTALL OTHER. SPECIFIC LOCATION: MAIN AREA.
68 | 20352160340000 | B200428788 | 6/5/2025 |  |  |  |  | 1200 |  | 8148 S AVALON AVE |  | CHICAGO, IL |  | MUHAMMAD LEONARD | LINE VOLTAGE ELECTRICAL WORK. ADD 2 CIRCUITS TO EXISTING 200 AMP SERVICE DISCONNECTING MEANS. RECEPTACLE OUTLETS: 3 . LIGHTING OUTLETS: 1. SPECIFIC LOCATION: GARAGE.
69 | 13143190030000 | B200428790 | 6/24/2025 |  |  |  |  | 22670 |  | 4184 N ELSTON AVE |  | CHICAGO, IL |  | PECORARO BATTISTA | IN-KIND REPLACEMENT OF EXTERIOR WINDOWS AND DOORS IN EXISTING OPENINGS. REPLACEMENT WINDOWS: 0; REPLACEMENT SKYLIGHTS: 5; REPLACEMENT DOORS: 0. AFFECTS: 0 RESIDENTIAL UNIT(S), 0 NON-RESIDENTIAL UNIT(S), 1 INTERIOR COMMON AREAS, LOCATION: 5 SEPARATE STAIRWELL SKYLIGHT UNITS.
70 | 17331000210000 | B200428794 | 6/13/2025 |  |  |  |  | 35796 |  | 741 W 31ST ST |  | CHICAGO, IL |  | CVS PHARMACY | REPAIR/REPLACEMENT AFFECTING 1 SYSTEMS : 1 COMMERCIAL/INDUSTRIAL REFRIGERATION(TRENTON, TEZA030H8-HT3D, ROOFTOP/WALK-IN COOLER) . ELECTRICAL WORK UNDER THIS PERMIT = NO . LOCATIONS: 0 RESIDENTIAL UNIT(S), 1 NON-RESIDENTIAL UNIT(S), EXTERIOR WORK, ROOFTOP AND WALK-IN COOLER. ¦ SPECIAL CONDITION: CONTACT REFRIGERATION SUPERVISOR CLEMENT GAVIN 312-743-3562, PRIOR TO THE INSTALLATION OF ANY ROOFTOP EQUIPMENT, TO SCHEDULE AN INSPECTION.
71 | 20351230090000 | B200428795 | 6/5/2025 |  |  |  |  | 15000 |  | 8231 S INGLESIDE AVE |  | CHICAGO, IL |  | 8231 INGLESIDE SOUTH PORTFOLIO LLC | TUCKPOINTING AND UNIT MASONRY REPAIR / REPLACEMENT: 5000 SQ. FT., LINTEL QTY. 20, MAX. LENGTH 6. LOCATION: TUCKPOINTING AND LINTEL REPAIR.
72 | 20112000240000 | B200428796 | 7/23/2025 |  |  |  |  | 23026 |  | 1214 E 48TH ST |  | CHICAGO, IL |  | RED BRICK TOWN HOUSES CORPORATION | PURPOSE: NEW/REPLACEMENT INSTALLATION. WOOD FENCE - 6'-0' ' (HEIGHT) X 527'-0' ' (LENGTH). LOCATION: BACK YARD FENCE - SIDE AND REAR OF PROPERTIES. ¦ SPECIAL CONDITION: APPROVED PER ATTACHMENTS RECEIVED 6/12/25: NEW FENCES AT SIDE AND REAR OF LOTS FOR TOWNHOUSES ONLY, NO NEW FENCES IN FRONT YARDS ON S. WOODLAWN OR E. 48TH. FENCES ONLY, NO OTHER EXTERIOR OR SITE WORK W/ THIS PERMIT.
73 | 25073100220000 | B200428797 | 6/13/2025 |  |  |  |  | 48870 |  | 10044 S BELL AVE |  | CHICAGO, IL |  | LEWIS MIQUEL A | INSTALL SOLAR PANELS ON ROOF OF PRINCIPAL BUILDING. ROOF TYPE: SLOPED (2:12 TO 5:12). INVERTER OUTPUT: 13.3 KW. ARRAY OUTPUT: 17.22 KW. INCLUDES 10 KWH ENERGY STORAGE SYSTEM. LOCATION: ROOF OF HOUSE. ICC DISTRIBUTED GENERATION INSTALLER CERT. #19-0021. ¦ SPECIAL CONDITION: * NEC REFERENCES TO BE OMITTED FROM DRAWINGS, ALL GENERAL ELECTRICAL NOTES SHALL REFERENCE CEC 2018. * ALL EQUIPMENT, CONNECTORS, RACEWAYS, TAPS, MUST BE LISTED AND LABELED FOR USE.
74 | 25173150230000 | B200428801 | 6/5/2025 |  |  |  |  | 23828 |  | 1244 W 109TH ST |  | CHICAGO, IL |  | PAN BO | ADA BATHROOM MODIFICATIONS. REMOVE TUB AND INSTALL SHOWER WITH ASSOCIATED FIXTURES AND TILE WORK.
75 | 17052130370000 | B200428805 | 6/30/2025 |  |  |  |  | 40000 |  | 923 W WEED ST |  | CHICAGO, IL |  | CURALEAF | SCOPE: NONSTRUCTURAL INTERIOR ALTERATION TO DEMO EXISTING WALL TO ADD NEW DOOR, NEW INTERIOR WALLS DEFINING NEW OFFICE ROOMS WITHIN THE EXISTING OFFICE SPACE INCLUDES ELECTRICAL AND DUCTWORK. LOCATIONS: 0 RESIDENTIAL UNIT(S), 1 NON-RESIDENTIAL UNIT(S), PORTION OF SECOND FLOOR.
76 | 25091010860000 | B200428815 | 6/6/2025 |  |  |  |  | 17031 |  | 9515 S EMERALD AVE |  | CHICAGO, IL |  | WALKER SHAVONNE | INSTALL SOLAR PANELS ON ROOF OF PRINCIPAL BUILDING. ROOF TYPE: LOW-SLOPED (<2:12). INVERTER OUTPUT: 11.5 KW. ARRAY OUTPUT: 7.79 KW. INCLUDES 13.5 KWH ENERGY STORAGE SYSTEM. LOCATION: ROOF PLANES OF PRINCIPLE STRUCTURE. ICC DISTRIBUTED GENERATION INSTALLER CERT. #18-0817. ¦ SPECIAL CONDITION: * NEC REFERENCES TO BE OMITTED FROM DRAWINGS, ALL GENERAL ELECTRICAL NOTES SHALL REFERENCE CEC 2018. * REFER TO SOLAR (ACCESSORY) PERMIT B200428816 AND ELECTRICAL PERMIT B200428303.* UNDERGROUND RACEWAY TO BE INSPECTED BY AHJ PRIOR TO COVERING. * ALL EQUIPMENT, CONNECTORS, RACEWAYS, TAPS, MUST BE LISTED AND LABELED FOR USE.
77 | 25091010860000 | B200428816 | 6/6/2025 |  |  |  |  | 7174 |  | 9515 S EMERALD AVE |  | CHICAGO, IL |  | WALKER SHAVONNE | INSTALL SOLAR PANELS ON ROOF OF ACCESSORY BUILDING. ROOF TYPE: SLOPED (2:12 TO 5:12). INVERTER OUTPUT: 11.5 KW. ARRAY OUTPUT: 2.46 KW. INCLUDES 13.5 KWH ENERGY STORAGE SYSTEM. LOCATION: ROOF PLANES OF DETACHED STRUCTURE. ICC DISTRIBUTED GENERATION INSTALLER CERT. #18-0817. ¦ SPECIAL CONDITION: * NEC REFERENCES TO BE OMITTED FROM DRAWINGS, ALL GENERAL ELECTRICAL NOTES SHALL REFERENCE CEC 2018. * REFER TO SOLAR (PRINCIPAL) PERMIT B200428815 AND ELECTRICAL PERMIT B200428303.* UNDERGROUND RACEWAY TO BE INSPECTED BY AHJ PRIOR TO COVERING. * ALL EQUIPMENT, CONNECTORS, RACEWAYS, TAPS, MUST BE LISTED AND LABELED FOR USE.
78 | 24124280310000 | B200428817 | 6/5/2025 |  |  |  |  | 4500 |  | 10100 S WESTERN AVE |  | CHICAGO, IL |  | SPARKLE EXPRESS CARWASH | TUCKPOINTING AND UNIT MASONRY REPAIR / REPLACEMENT: 20 SQ. FT., LINTEL QTY. 0, MAX. LENGTH 0. LOCATION: FRONT ELEVATION.
79 | 25174260050000 | B200428818 | 6/13/2025 |  |  |  |  | 19022 |  | 10916 S GREEN ST |  | CHICAGO, IL |  | CLEGGETT JOHN | INSTALL SOLAR PANELS ON ROOF OF PRINCIPAL BUILDING. ROOF TYPE: STEEP (>5:12). INVERTER OUTPUT: 11.5 KW. ARRAY OUTPUT: 7.38 KW. INCLUDES 13.5 KWH ENERGY STORAGE SYSTEM. LOCATION: ROOF PLANES ON PRINCIPLE STRUCTURE. ICC DISTRIBUTED GENERATION INSTALLER CERT. #18-0817. ¦ SPECIAL CONDITION: * NEC REFERENCES TO BE OMITTED FROM DRAWINGS, ALL GENERAL ELECTRICAL NOTES SHALL REFERENCE CEC 2018. * REFER TO ELECTRICAL PERMIT B200428299.* ALL EQUIPMENT, CONNECTORS, RACEWAYS, TAPS, MUST BE LISTED AND LABELED FOR USE.
80 | 17312260070000 | B200428821 | 6/9/2025 |  |  |  |  | 14348 |  | 1845 W 34TH PL |  | CHICAGO, IL |  | REYES NELSON | INSTALL SOLAR PANELS ON ROOF OF ACCESSORY BUILDING. ROOF TYPE: SLOPED (2:12 TO 5:12). INVERTER OUTPUT: 11.5 KW. ARRAY OUTPUT: 4.92 KW. INCLUDES 13.5 KWH ENERGY STORAGE SYSTEM. LOCATION: ROOF PLANES OF DETACHED GARAGE. ICC DISTRIBUTED GENERATION INSTALLER CERT. #18-0817. ¦ SPECIAL CONDITION: * NEC REFERENCES TO BE OMITTED FROM DRAWINGS, ALL GENERAL ELECTRICAL NOTES SHALL REFERENCE CEC 2018. * REFER TO ELECTRICAL PERMIT B200428084.* UNDERGROUND RACEWAY TO BE INSPECTED BY AHJ PRIOR TO COVERING. * ALL EQUIPMENT, CONNECTORS, RACEWAYS, TAPS, MUST BE LISTED AND LABELED FOR USE.
81 | 13242070180000 | B200428823 | 6/6/2025 |  |  |  |  | 8000 |  | 3704 N WESTERN AVE |  | CHICAGO, IL |  | HANDLER GARY | TUCKPOINTING AND UNIT MASONRY REPAIR / REPLACEMENT: 100 SQ. FT., LINTEL QTY. 0, MAX. LENGTH 0. LOCATION: REAR WALL.
82 | 25282090130000 | B200428824 | 6/9/2025 |  |  |  |  | 29928 |  | 12047 S HARVARD AVE |  | CHICAGO, IL |  | MCENTEE WILLIE | INSTALL SOLAR PANELS ON ROOF OF PRINCIPAL BUILDING. ROOF TYPE: SLOPED (2:12 TO 5:12). INVERTER OUTPUT: 11.5 KW. ARRAY OUTPUT: 13.12 KW. INCLUDES 13.5 KWH ENERGY STORAGE SYSTEM. LOCATION: ROOF PLANES OF PRINCIPLE STRUCTURE. ICC DISTRIBUTED GENERATION INSTALLER CERT. #18-0817. ¦ SPECIAL CONDITION: * NEC REFERENCES TO BE OMITTED FROM DRAWINGS, ALL GENERAL ELECTRICAL NOTES SHALL REFERENCE CEC 2018. * REFER TO ELECTRICAL PERMIT B200428308.* ALL EQUIPMENT, CONNECTORS, RACEWAYS, TAPS, MUST BE LISTED AND LABELED FOR USE.
83 | 12242290040000 | B200428825 | 6/9/2025 |  |  |  |  | 11069 |  | 3637 N OKETO AVE |  | CHICAGO, IL |  | PEREZ HILDA | INSTALL SOLAR PANELS ON ROOF OF PRINCIPAL BUILDING. ROOF TYPE: SLOPED (2:12 TO 5:12). INVERTER OUTPUT: 11.5 KW. ARRAY OUTPUT: 4.51 KW. INCLUDES 13.5 KWH ENERGY STORAGE SYSTEM. LOCATION: ROOF PLANES OF PRINCIPLE STRUCTURE. ICC DISTRIBUTED GENERATION INSTALLER CERT. #18-0817. ¦ SPECIAL CONDITION: * NEC REFERENCES TO BE OMITTED FROM DRAWINGS, ALL GENERAL ELECTRICAL NOTES SHALL REFERENCE CEC 2018. * REFER TO SOLAR (ACCESSORY) PERMIT B200428828 AND ELECTRICAL PERMIT B200428836.* UNDERGROUND RACEWAY TO BE INSPECTED BY AHJ PRIOR TO COVERING. * ALL EQUIPMENT, CONNECTORS, RACEWAYS, TAPS, MUST BE LISTED AND LABELED FOR USE.
84 | 14202300120000 | B200428827 | 6/24/2025 |  |  |  |  | 371845 |  | 3640 N HALSTED ST |  | CHICAGO, IL |  | SYNDICATED EQUITIES | GAS PIPING EXTENSION/RECONFIGURATION, REPAIR/REPLACEMENT AFFECTING 2 SYSTEMS : 1 ROOFTOP PACKAGED UNIT(CARRIER 48GETN14 ROOF TOP (12.5 TON)) 3 ROOFTOP PACKAGED UNIT(CARRIER 48GETN24 ROOF TOP (20TON)) 2 ROOFTOP PACKAGED UNIT(CARRIER 48GETN28 ROOF TOP (25 TON)) 1 MAKE UP AIR UNIT(MUNTERS HCUC6038(38TON)) 1 MAKE UP AIR UNIT(AIRE A2-D500-20D) . ELECTRICAL WORK UNDER THIS PERMIT = YES . LOCATIONS: 0 RESIDENTIAL UNIT(S), 1 NON-RESIDENTIAL UNIT(S), EXTERIOR WORK, ROOF TOP. ¦ SPECIAL CONDITION: CONTACT REFRIGERATION SUPERVISOR CLEMENT GAVIN 312-743-3562, PRIOR TO THE INSTALLATION OF ANY ROOFTOP EQUIPMENT, TO SCHEDULE AN INSPECTION.
85 | 12242290040000 | B200428828 | 6/9/2025 |  |  |  |  | 7174 |  | 3637 N OKETO AVE |  | CHICAGO, IL |  | PEREZ HILDA | INSTALL SOLAR PANELS ON ROOF OF ACCESSORY BUILDING. ROOF TYPE: SLOPED (2:12 TO 5:12). INVERTER OUTPUT: 11.5 KW. ARRAY OUTPUT: 2.46 KW. INCLUDES 13.5 KWH ENERGY STORAGE SYSTEM. LOCATION: ROOF PLANES OF DETACHED STRUCTURE. ICC DISTRIBUTED GENERATION INSTALLER CERT. #18-0817. ¦ SPECIAL CONDITION: * NEC REFERENCES TO BE OMITTED FROM DRAWINGS, ALL GENERAL ELECTRICAL NOTES SHALL REFERENCE CEC 2018. * REFER TO SOLAR (PRINCIPAL) PERMIT B200428825 AND ELECTRICAL PERMIT B200428836.* UNDERGROUND RACEWAY TO BE INSPECTED BY AHJ PRIOR TO COVERING. * ALL EQUIPMENT, CONNECTORS, RACEWAYS, TAPS, MUST BE LISTED AND LABELED FOR USE.
86 | 25192250230000 | B200428834 | 6/5/2025 |  |  |  |  | 1000 |  | 11485 S CHURCH ST |  | CHICAGO, IL |  | STRONG JULIUS | PURPOSE: NEW/REPLACEMENT INSTALLATION. VINYL/PVC FENCE - 6'-0' ' (HEIGHT) X 80'-0' ' (LENGTH). LOCATION: SIDE OF HOME.
87 | 14321010380000 | B200428835 | 7/11/2025 |  |  |  |  | 60000 |  | 2302 N GREENVIEW AVE |  | CHICAGO, IL |  | MEYER AMELIA | SCOPE: NONSTRUCTURAL INTERIOR KITCHEN REMODEL WITH ASSOCIATED ELECTRICAL AND PLUMBING WORK. LOCATIONS: 1 RESIDENTIAL UNIT(S), 0 NON-RESIDENTIAL UNIT(S), KITCHEN.
88 | 12242290040000 | B200428836 | 6/5/2025 |  |  |  |  | 1500 |  | 3637 N OKETO AVE |  | CHICAGO, IL |  | PEREZ HILDA | LINE VOLTAGE ELECTRICAL WORK. NEW PERMANENT 125 AMP SERVICE DISCONNECTING MEANS WITH 1 CIRCUITS. RECEPTACLE OUTLETS: 1 . LIGHTING OUTLETS: 0. 13.5 KWH LITHIUM ION ENERGY STORAGE SYSTEM. SPECIFIC LOCATION: PANEL, EXTERIOR WALL.
89 | 20341070080000 | B200428840 | 6/9/2025 |  |  |  |  | 3400 |  | 8019 S WABASH AVE |  | CHICAGO, IL |  | BEAVERS DAVID | PURPOSE: NEW/REPLACEMENT INSTALLATION. VINYL/PVC FENCE - 6'-0' ' (HEIGHT) X 50'-0' ' (LENGTH). LOCATION: REAR OF THE PROPERTY.
90 | 17341060330000 | B200428842 | 6/13/2025 |  |  |  |  | 4000 |  | 3144 S DR MARTIN LUTHER KING JR DR |  | CHICAGO, IL |  | SPEARS ANGELA | REPAIR (26% TO 50%) FOR WOOD PORCH (OPEN) (QUANTITY: 1, LOCATION: FRONT OF BUILDING). FULL REBUILD (SAME AS EXISTING) FOR WOOD DECK (NON-ROOFTOP) (QUANTITY: 1, LOCATION: REAR OF BUILDING). LANDING: 75 SQUARE FEET. LANDING NOT MORE THAN 6 FEET ABOVE GROUND. ¦ SPECIAL CONDITION: APPROVED PER ATTACHMENTS RECEIVED 6/5/25: NEW WOOD BALCONY TO BE REBUILT IN-KIND, NO OTHER EXTERIOR WORK WITH THIS PERMIT.
91 | 17094420010000 | B200428844 | 6/5/2025 |  |  |  |  | 9198 |  | 101 N WACKER DR |  | CHICAGO, IL |  | BAEV-LASALLE CHICAGO NORTH WACKER DRIVE, LLC | LOW VOLTAGE/COMMUNICATION ELECTRICAL WORK. INSTALL AUDIO. SPECIFIC LOCATION: SUITE 200.
92 | 13122220470000 | B200428845 | 6/5/2025 |  |  |  |  | 3000 |  | 2736 W BERWYN AVE |  | CHICAGO, IL |  | DONAKOWSKI ANDREW | PURPOSE: LEGALIZE UNPERMITTED WORK. WOOD FENCE - 6'-0' ' (HEIGHT) X 10'-0' ' (LENGTH). LOCATION: REAR WEST SIDE OF BUILDING.
93 | 14051020330000 | B200428849 | 6/6/2025 |  |  |  |  | 54521 |  | 1506 W ROSEMONT AVE |  | CHICAGO, IL |  | BUGLER EUGENE | REPAIR OR IN-KIND REPLACEMENT OF 33 PLUMBING FIXTURES AS DESCRIBED IN PERMIT APPLICATION. REPAIR OR IN-KIND REPLACEMENT OF HOT WATER HEATER(S). INCLUDES REPAIR OR REPLACMENT OF PLUMBING PIPING. LOCATIONS: 6 RESIDENTIAL UNIT(S), 0 NON-RESIDENTIAL UNIT(S), BASEMENT, 1ST, 2ND, 3RD FLOORS.
94 | 25203220390000 | B200428850 | 6/6/2025 |  |  |  |  | 21813 |  | 1508 W 119TH ST |  | CHICAGO, IL |  | THOMAS KAREN | REPAIR OR IN-KIND REPLACEMENT OF 13 PLUMBING FIXTURES AS DESCRIBED IN PERMIT APPLICATION. REPAIR OR IN-KIND REPLACEMENT OF HOT WATER HEATER(S). INCLUDES REPAIR OR REPLACMENT OF PLUMBING PIPING. LOCATIONS: 2 RESIDENTIAL UNIT(S), 0 NON-RESIDENTIAL UNIT(S), BASEMENT, 1ST FLOOR AND 2ND FLOOR.
95 | 19171150640000 | B200428851 | 6/17/2025 |  |  |  |  | 5960 |  | 5641 S MCVICKER AVE |  | CHICAGO, IL |  | ALCARAZ ALONZO | PURPOSE: NEW/REPLACEMENT INSTALLATION. VINYL/PVC FENCE - 6'-0' ' (HEIGHT) X 80'-0' ' (LENGTH). LOCATION: SIDE OF THE PROPERTY.
96 | 17193150180000 | B200428852 | 6/6/2025 |  |  |  |  | 10821 |  | 2217 W CULLERTON ST |  | CHICAGO, IL |  | CABRERA DANTE | REPAIR OR IN-KIND REPLACEMENT OF 6 PLUMBING FIXTURES AS DESCRIBED IN PERMIT APPLICATION. REPAIR OR IN-KIND REPLACEMENT OF HOT WATER HEATER(S). INCLUDES REPAIR OR REPLACMENT OF PLUMBING PIPING. LOCATIONS: 1 RESIDENTIAL UNIT(S), 0 NON-RESIDENTIAL UNIT(S), BASEMENT AND 1ST FLOOR.
97 | 13163010350000 | B200428854 | 6/6/2025 |  |  |  |  | 19450 |  | 5404 W PENSACOLA AVE |  | CHICAGO, IL |  | BALDOZA VERAMARIE | REPAIR OR IN-KIND REPLACEMENT OF 14 PLUMBING FIXTURES AS DESCRIBED IN PERMIT APPLICATION. REPAIR OR IN-KIND REPLACEMENT OF HOT WATER HEATER(S). INCLUDES REPAIR OR REPLACMENT OF PLUMBING PIPING. LOCATIONS: 1 RESIDENTIAL UNIT(S), 0 NON-RESIDENTIAL UNIT(S), BASEMENT, 1ST AND 2ND FLOORS.
98 | 17162080020000 | B200428855 | 6/6/2025 |  |  |  |  | 8900 |  | 111 S WACKER DR |  | CHICAGO, IL |  | CHANTHAVY BRANDON | LOW VOLTAGE/COMMUNICATION ELECTRICAL WORK. INSTALL DATA/VIDEO. SPECIFIC LOCATION: SUITE 4720.
99 | 20114270250000 | B200428856 | 6/6/2025 |  |  |  |  | 12641 |  | 5469 S DORCHESTER AVE |  | CHICAGO, IL |  | BLATTLER CLARA | REPAIR OR IN-KIND REPLACEMENT OF 9 PLUMBING FIXTURES AS DESCRIBED IN PERMIT APPLICATION. REPAIR OR IN-KIND REPLACEMENT OF HOT WATER HEATER(S). INCLUDES REPAIR OR REPLACMENT OF PLUMBING PIPING. LOCATIONS: 1 RESIDENTIAL UNIT(S), 0 NON-RESIDENTIAL UNIT(S), BASEMENT, 1ST FLOOR AND 2ND FLOOR.
100 | 17103050020000 | B200428857 | 6/18/2025 |  |  |  |  | 695000 |  | 175 N STATE ST |  | CHICAGO, IL |  | CHASELEY KEITH | IN-KIND REPLACEMENT OF EXTERIOR WINDOWS AND DOORS IN EXISTING OPENINGS. REPLACEMENT WINDOWS: 1; REPLACEMENT SKYLIGHTS: 0; REPLACEMENT DOORS: 0. AFFECTS: 0 RESIDENTIAL UNIT(S), 1 NON-RESIDENTIAL UNIT(S), LOCATION: GRAND WINDOW WEST FACADE. ¦ SPECIAL CONDITION: AS PROPOSED, REPAIR WORK IS LIMITED TO THE GRAND WINDOW ON THE WEST FAÇADE ONLY. NEW COATING AND METAL EPOXY TO MATCH EXISTING IN COLOR AND FINISH. NO MASONRY WORK OR TERRA COTTA REPAIRS OR REPLACEMENT TO OCCUR WITH THIS APPROVAL.
101 | 20272250140000 | B200428859 | 6/6/2025 |  |  |  |  | 11500 |  | 7441 S VERNON AVE |  | CHICAGO, IL |  | RIVERA JESUS | REPAIR OR IN-KIND REPLACEMENT OF 10 PLUMBING FIXTURES AS DESCRIBED IN PERMIT APPLICATION. REPAIR OR IN-KIND REPLACEMENT OF HOT WATER HEATER(S). INCLUDES REPAIR OR REPLACMENT OF PLUMBING PIPING. LOCATIONS: 1 RESIDENTIAL UNIT(S), 0 NON-RESIDENTIAL UNIT(S), BASEMENT AND 1ST FLOOR.
102 | 25011060620000 | B200428861 | 6/5/2025 |  |  |  |  | 19500 |  | 8723 S CREGIER AVE |  | CHICAGO, IL |  | WATTS MARVA | LOW VOLTAGE/COMMUNICATION ELECTRICAL WORK. ALTER EXISTING OTHER. SPECIFIC LOCATION: ROOF OF MAIN HOUSE AND ELECTRICAL PANEL.
103 | 20244180170000 | B200428864 | 6/10/2025 |  |  |  |  | 3500 |  | 6949 S PAXTON AVE |  | CHICAGO, IL |  | HIGH FIDELITY PROPERTY MANAGEMENT | TUCKPOINTING AND UNIT MASONRY REPAIR / REPLACEMENT: 75 SQ. FT., LINTEL QTY. 0, MAX. LENGTH 0. LOCATION: EAST, NORTH ELEVATIONS/CHIMNEY.
104 | 20312160480000 | B200428865 | 6/10/2025 |  |  |  |  | 2850 |  | 8127 S DAMEN AVE |  | CHICAGO, IL |  | BROOMES SANDRA | PURPOSE: NEW/REPLACEMENT INSTALLATION. VINYL/PVC FENCE - 6'-0' ' (HEIGHT) X 23'-0' ' (LENGTH). LOCATION: REAR OF THE PROPERTY.
105 | 17184070350000 | B200428868 | 6/5/2025 |  |  |  |  | 4309 |  | 1611 W HARRISON ST |  | CHICAGO, IL |  | MIDWEST ORTHOPEDICS AT RUSH | LOW VOLTAGE/COMMUNICATION ELECTRICAL WORK. INSTALL SECURITY. SPECIFIC LOCATION: MRI OFFICE AND DME CAMERAS.
106 | 17341210060000 | B200428870 | 7/15/2025 |  |  |  |  | 15000 |  | 3345 S PRAIRIE AVE |  | CHICAGO, IL |  | RUSHING REGINA | IN-KIND REPLACEMENT OF EXTERIOR WINDOWS AND DOORS IN EXISTING OPENINGS. REPLACEMENT WINDOWS: 0; REPLACEMENT SKYLIGHTS: 0; REPLACEMENT DOORS: 2. AFFECTS: 1 RESIDENTIAL UNIT(S), 0 NON-RESIDENTIAL UNIT(S), LOCATION: BASEMENT FRONT AND REAR DOORS. ¦ SPECIAL CONDITION: NO WINDOW REPLACEMENT PERMITTED WITH THIS APPROVAL.
107 | 13041060150000 | B200428875 | 6/6/2025 |  |  |  |  | 2500 |  | 6315 N NAVAJO AVE |  | CHICAGO, IL |  | FRATERRIGO GREG | PURPOSE: NEW/REPLACEMENT INSTALLATION. WOOD FENCE - 6'-0' ' (HEIGHT) X 49'-0' ' (LENGTH). LOCATION: FENCE ALONG DRIVEWAY.
108 | 16093080240000 | B200428876 | 6/10/2025 |  |  |  |  | 15000 |  | 238 N PINE AVE |  | CHICAGO, IL |  | VIERE THOMAS | TUCKPOINTING AND UNIT MASONRY REPAIR / REPLACEMENT: 500 SQ. FT., LINTEL QTY. 5, MAX. LENGTH 3. PARAPET REBUILDING: 100 SQ. FT. LOCATION: OVER ROOF , EXTERIOR WALLS.
109 | 25014030820000 | B200428877 | 6/5/2025 |  |  |  |  | 2000 |  | 9119 S MERRILL AVE |  | CHICAGO, IL |  | PERSON LAVELL | LINE VOLTAGE ELECTRICAL WORK. NEW PERMANENT 200 AMP SERVICE DISCONNECTING MEANS WITH 42 CIRCUITS. RECEPTACLE OUTLETS: 1 . LIGHTING OUTLETS: 0. SPECIFIC LOCATION: BASEMENT.
110 | 12242310280000 | B200428880 | 6/23/2025 |  |  |  |  | 31353 |  | 3611 N OCTAVIA AVE |  | CHICAGO, IL |  | MENDEZ WILFRED | INSTALL SOLAR PANELS ON ROOF OF PRINCIPAL BUILDING. ROOF TYPE: SLOPED (2:12 TO 5:12). INVERTER OUTPUT: 11.5 KW. ARRAY OUTPUT: 7.695 KW. INCLUDES 13.5 KWH ENERGY STORAGE SYSTEM. LOCATION: ROOF OF PRIMARY RESIDENCE. ICC DISTRIBUTED GENERATION INSTALLER CERT. #19-0736. ¦ SPECIAL CONDITION: * NEC REFERENCES TO BE OMITTED FROM DRAWINGS, ALL GENERAL ELECTRICAL NOTES SHALL REFERENCE CEC 2018. * REFER TO ELECTRICAL PERMIT B200428915.* ALL EQUIPMENT, CONNECTORS, RACEWAYS, TAPS, MUST BE LISTED AND LABELED FOR USE.
111 | 25062070670000 | B200428884 | 7/24/2025 |  |  |  |  | 16000 |  | 8864 S WINCHESTER AVE |  | CHICAGO, IL |  | BEY NAZIR | NEW DETACHED WOOD FRAME GARAGE. DIMENSIONS AND SETBACKS PER APPLICATION. BUILDING OUTSIDE DIMENSIONS: 20'-0' ' X18'-0' '. HIP ROOF HEIGHT TO PEAK: 10'-0' '.
112 | 25151210390000 | B200428891 | 6/24/2025 |  |  |  |  | 5000 |  | 10500 S INDIANA AVE |  | CHICAGO, IL |  | RUFF ANDREA | SCOPE: NONSTRUCTURAL REPLACEMENT OF FIRE DAMAGED DRYWALL AT BASEMENT ONLY. LOCATIONS: 0 RESIDENTIAL UNIT(S), 0 NON-RESIDENTIAL UNIT(S), 1 INTERIOR COMMON AREAS, BASEMENT. ¦ SPECIAL CONDITION: NO ELECTRICAL WORK TO FIRE DAMAGED CIRCUIT BREAKER BOX ON THIS PERMIT
113 | 20114110210000 | B200428893 | 6/11/2025 |  |  |  |  | 6500 |  | 1452 E 53RD ST |  | CHICAGO, IL |  | INC LAKE PARK ASSOCIATES | REPAIR OR IN-KIND REPLACEMENT OF 0 PLUMBING FIXTURES AS DESCRIBED IN PERMIT APPLICATION. REPAIR OR IN-KIND REPLACEMENT OF HOT WATER HEATER(S). INCLUDES REPAIR OR REPLACMENT OF PLUMBING PIPING. LOCATIONS: 0 RESIDENTIAL UNIT(S), 1 NON-RESIDENTIAL UNIT(S), 1 INTERIOR COMMON AREAS, KITCHEN 1 FL.
114 | 13353080040000 | B200428897 | 6/11/2025 |  |  |  |  | 25000 |  | 1845 N HARDING AVE |  | CHICAGO, IL |  | HE QI | TUCKPOINTING AND UNIT MASONRY REPAIR / REPLACEMENT: 400 SQ. FT., LINTEL QTY. 0, MAX. LENGTH 0. CONCRETE MASONRY REPAIR / REPLACEMNT: 35SQ. FT., EXCAVATION = NO. PARAPET REBUILDING: 170 SQ. FT. LOCATION: EXTERIOR ELEVATIONS, FRONT BASEMENT ACCESS STEPS.
115 | 13012110090000 | B200428898 | 6/7/2025 |  |  |  |  | 3500 |  | 6231 N TALMAN AVE |  | CHICAGO, IL |  | HANO NICK | TUCKPOINTING AND UNIT MASONRY REPAIR / REPLACEMENT: 500 SQ. FT., LINTEL QTY. 3, MAX. LENGTH 4. PARAPET REBUILDING: 600 SQ. FT. LOCATION: EXTERIOR WALL.
116 | 10362220020000 | B200428903 | 6/7/2025 |  |  |  |  | 6800 |  | 2457 W COYLE AVE |  | CHICAGO, IL |  | CHANLEY ANDREW | LINE VOLTAGE ELECTRICAL WORK. NEW PERMANENT 200 AMP SERVICE DISCONNECTING MEANS WITH 30 CIRCUITS. RECEPTACLE OUTLETS: 2 . LIGHTING OUTLETS: 1. SPECIFIC LOCATION: BASEMENT.
117 | 25063110410000 | B200428911 | 6/8/2025 |  |  |  |  | 23825 |  | 9337 S CLAREMONT AVE |  | CHICAGO, IL |  | ROBERT OHARA | NEW DETACHED WOOD FRAME GARAGE. DIMENSIONS AND SETBACKS PER APPLICATION. BUILDING OUTSIDE DIMENSIONS: 22'-0' ' X12'-0' '. HIP ROOF HEIGHT TO PEAK: 13'-0' '.
118 | 17103030010000 | B200428912 | 6/10/2025 |  |  |  |  | 135500 |  | 225 N WABASH AVE |  | CHICAGO, IL |  | LHK CHICAGO LLC / NICHOLAS DZIERZANOWSKI | TUCKPOINTING AND UNIT MASONRY REPAIR / REPLACEMENT: 800 SQ. FT., LINTEL QTY. 4, MAX. LENGTH 6. LOCATION: PARTIAL EAST ELEVATION MASONRY RESTORATION.
119 | 12242310280000 | B200428915 | 6/6/2025 |  |  |  |  | 2500 |  | 3611 N OCTAVIA AVE |  | CHICAGO, IL |  | MENDEZ WILFRED | LINE VOLTAGE ELECTRICAL WORK. NEW PERMANENT 200 AMP SERVICE DISCONNECTING MEANS WITH 4 CIRCUITS. RECEPTACLE OUTLETS: 1 . LIGHTING OUTLETS: 0. SPECIFIC LOCATION: OUTSIDE PRIMARY RESIDENCE.
120 | 14191220110000 | B200428918 | 6/12/2025 |  |  |  |  | 1350 |  | 2131 W BRADLEY PL |  | CHICAGO, IL |  | ANNIS CURT | LINE VOLTAGE ELECTRICAL WORK. REPAIR OR ALTER DEVICES ON EXISTING CIRCUITS. RECEPTACLE OUTLETS: 0 . LIGHTING OUTLETS: 1. SPECIFIC LOCATION: MAIN SERVICE GROUNDING & COMED SERVICE DROP.
121 | 17102010650000 | B200428919 | 6/6/2025 |  |  |  |  | 1761725 |  | 303 E SUPERIOR ST |  | CHICAGO, IL |  | NORTHWESTERN UNIVERSITY | LINE VOLTAGE ELECTRICAL WORK. REPAIR OR ALTER DEVICES ON EXISTING CIRCUITS. RECEPTACLE OUTLETS: 70 . LIGHTING OUTLETS: 0. SPECIFIC LOCATION: SUBBASEMENT, BASEMENT, 2ND FLR, 12TH FLR.
122 | 25073000010000 | B200428923 | 6/11/2025 |  |  |  |  | 10000 |  | 9901 S WESTERN AVE |  | CHICAGO, IL |  | CHICAGO PUBLIC SCHOOLS | LINE VOLTAGE ELECTRICAL WORK. ADD 3 CIRCUITS TO EXISTING 200 AMP SERVICE DISCONNECTING MEANS. RECEPTACLE OUTLETS: 3 . LIGHTING OUTLETS: 1. SPECIFIC LOCATION: 1ST, 2ND FLOOR.
123 | 16052150080000 | B200428926 | 6/11/2025 |  |  |  |  | 8910 |  | 1435 N PARKSIDE AVE |  | CHICAGO, IL |  | LIPSEY EVELYN | INSTALL SOLAR PANELS ON ROOF OF PRINCIPAL BUILDING. ROOF TYPE: LOW-SLOPED (<2:12). INVERTER OUTPUT: 6 KW. ARRAY OUTPUT: 8.1 KW. LOCATION: ROOFTOP. ICC DISTRIBUTED GENERATION INSTALLER CERT. #19-0250. ¦ SPECIAL CONDITION: * NEC REFERENCES TO BE OMITTED FROM DRAWINGS, ALL GENERAL ELECTRICAL NOTES SHALL REFERENCE CEC 2018. * ALL EQUIPMENT, CONNECTORS, RACEWAYS, TAPS, MUST BE LISTED AND LABELED FOR USE.
124 | 26062160080000 | B200428928 | 6/12/2025 |  |  |  |  | 1800 |  | 8919 S EXCHANGE AVE |  | CHICAGO, IL |  | 8900 REALTY LLC | LINE VOLTAGE ELECTRICAL WORK. REPAIR OR ALTER DEVICES ON EXISTING CIRCUITS. RECEPTACLE OUTLETS: 1 . LIGHTING OUTLETS: 1. SPECIFIC LOCATION: PANEL.
125 | 20192100240000 | B200428929 | 6/10/2025 |  |  |  |  | 112000 |  | 6410 S HONORE ST |  | CHICAGO, IL |  | METROPOLITAN FAMILY SERVICES | TUCKPOINTING AND UNIT MASONRY REPAIR / REPLACEMENT: 1600 SQ. FT., LINTEL QTY. 6, MAX. LENGTH 3. LOCATION: EXTERIOR OF BUILDING..
126 | 17103040170000 | B200428932 | 6/6/2025 |  |  |  |  | 500 |  | 225 N MICHIGAN AVE |  | CHICAGO, IL |  | REDMOND THOMAS | LOW VOLTAGE/COMMUNICATION ELECTRICAL WORK. ALTER EXISTING SECURITY. SPECIFIC LOCATION: SUITE 1100.
127 | 14071070210000 | B200428935 | 6/11/2025 |  |  |  |  | 10890 |  | 5322 N LEAVITT ST |  | CHICAGO, IL |  | PIPAL FRANK | INSTALL SOLAR PANELS ON ROOF OF PRINCIPAL BUILDING. ROOF TYPE: STEEP (>5:12). INVERTER OUTPUT: 7.6 KW. ARRAY OUTPUT: 9.9 KW. LOCATION: ROOFTOP. ICC DISTRIBUTED GENERATION INSTALLER CERT. #19-0250. ¦ SPECIAL CONDITION: * NEC REFERENCES TO BE OMITTED FROM DRAWINGS, ALL GENERAL ELECTRICAL NOTES SHALL REFERENCE CEC 2018. * ALL EQUIPMENT, CONNECTORS, RACEWAYS, TAPS, MUST BE LISTED AND LABELED FOR USE.
128 | 14052060110000 | B200428936 | 6/24/2025 |  |  |  |  | 185640 |  | 6250 N SHERIDAN RD |  | CHICAGO, IL |  | (RAFAL WOLOSZYN) SACRED HEARTS SCHOOL | SCOPE: ROOF REPLACEMENT. AREA: 6600 SQ. FT. ROOF COVERING: BUILT-UP ROOF. LOCATION: INSTALL 5.2 ISO BOARD INSU & GAF TPO 60 MIL. IL ROOFING CONTRACTOR LICENSE: 104013452.
129 | 25171050480000 | B200428938 | 6/18/2025 |  |  |  |  | 525000 |  | 10330 S ELIZABETH ST |  | CHICAGO, IL |  | CHICAGO PUBLIC SHOOLS | LINE VOLTAGE ELECTRICAL WORK. ADD 1 CIRCUITS TO EXISTING 3000 AMP SERVICE DISCONNECTING MEANS. RECEPTACLE OUTLETS: 1 . LIGHTING OUTLETS: 1. SPECIFIC LOCATION: MAIN ELECTRICAL ROOM. ¦ SPECIAL CONDITION: GROUND FAULT PROTECTION SYSTEM SHALL BE PERFORMANCE TESTED BY 3RD PARTY WITH NETA CERTIFICATION, WRITTEN RECORD OF THIS TESTING SHALL BE AVAILABLE TO AHJ. (CEC 230.95)
130 | 13171130680000 | B200428939 | 6/9/2025 |  |  |  |  | 14025 |  | 4563 N MOODY AVE |  | CHICAGO, IL |  | MARTINEZ-JIMENEZ ISRAEL | INSTALL SOLAR PANELS ON ROOF OF PRINCIPAL BUILDING. ROOF TYPE: STEEP (>5:12). INVERTER OUTPUT: 9.35 KW. ARRAY OUTPUT: 9.35 KW. LOCATION: THE ROOF. ICC DISTRIBUTED GENERATION INSTALLER CERT. #22-0420. ¦ SPECIAL CONDITION: * NEC REFERENCES TO BE OMITTED FROM DRAWINGS, ALL GENERAL ELECTRICAL NOTES SHALL REFERENCE CEC 2018.* ALL EQUIPMENT, CONNECTORS, RACEWAYS, TAPS, MUST BE LISTED AND LABELED FOR USE.
131 | 13361030120000 | B200428947 | 6/6/2025 |  |  |  |  | 2000 |  | 2341 N MILWAUKEE AVE |  | CHICAGO, IL |  | VELAZQUEZ DANIEL | LINE VOLTAGE ELECTRICAL WORK. REPAIR OR ALTER DEVICES ON EXISTING CIRCUITS. RECEPTACLE OUTLETS: 1 . LIGHTING OUTLETS: 0. SPECIFIC LOCATION: BASEMENT, 1ST FLOOR.
132 | 13072210470000 | B200428951 | 6/10/2025 |  |  |  |  | 22889 |  | 5260 N NAGLE AVE |  | CHICAGO, IL |  | LONG JOSEPH | INSTALL SOLAR PANELS ON ROOF OF PRINCIPAL BUILDING. ROOF TYPE: SLOPED (2:12 TO 5:12). INVERTER OUTPUT: 7.6 KW. ARRAY OUTPUT: 8.2 KW. INCLUDES 10 KWH ENERGY STORAGE SYSTEM. LOCATION: ROOF OF HOUSE. ICC DISTRIBUTED GENERATION INSTALLER CERT. #19-0021. ¦ SPECIAL CONDITION: * NEC REFERENCES TO BE OMITTED FROM DRAWINGS, ALL GENERAL ELECTRICAL NOTES SHALL REFERENCE CEC 2018. * ALL EQUIPMENT, CONNECTORS, RACEWAYS, TAPS, MUST BE LISTED AND LABELED FOR USE.
133 | 20363050070000 | B200428952 | 6/12/2025 |  |  |  |  | 1000 |  | 8317 S CONSTANCE AVE |  | CHICAGO, IL |  | LEFEBVRE CURTIS | LINE VOLTAGE ELECTRICAL WORK. NEW PERMANENT 18 AMP SERVICE DISCONNECTING MEANS WITH 13 CIRCUITS. RECEPTACLE OUTLETS: 1 . LIGHTING OUTLETS: 0. SPECIFIC LOCATION: BASEMENT.
134 | 13362210640000 | B200428959 | 7/21/2025 |  |  |  |  | 14000 |  | 2122 N MAPLEWOOD AVE |  | CHICAGO, IL |  | GISSENDANNER GWENDOLYN | FULL REBUILD (SAME AS EXISTING) FOR WOOD DECK (NON-ROOFTOP) (QUANTITY: 1, LOCATION: REAR OF BUILDING). LANDING: 320 SQUARE FEET.
135 | 20294070150000 | B200428960 | 6/6/2025 |  |  |  |  | 2400 |  | 7545 S GREEN ST |  | CHICAGO, IL |  | PARKER HOLLY | LINE VOLTAGE ELECTRICAL WORK. NEW PERMANENT 125 AMP SERVICE DISCONNECTING MEANS WITH 1 CIRCUITS. RECEPTACLE OUTLETS: 1 . LIGHTING OUTLETS: 0. 13.5 KWH LITHIUM ION ENERGY STORAGE SYSTEM. SPECIFIC LOCATION: SERVICE CONDUCTORS, PANEL, EXTERIOR WALL.
136 | 17293100100000 | B200428961 | 6/6/2025 |  |  |  |  | 3500 |  | 2998 S ARCHER AVE |  | CHICAGO, IL |  | LIANG DELWYN | TUCKPOINTING AND UNIT MASONRY REPAIR / REPLACEMENT: 320 SQ. FT., LINTEL QTY. 0, MAX. LENGTH 0. LOCATION: WEST PART OF THE PARAPET WALL.
137 | 16143090220000 | B200428963 | 6/24/2025 |  |  |  |  | 24900 |  | 3950 W POLK ST |  | CHICAGO, IL |  | DELGADO ZOLLA | FULL REBUILD (SAME AS EXISTING) FOR WOOD PORCH (OPEN) (QUANTITY: 1, LOCATION: REAR OF BUILDING).
138 | 19132010150000 | B200428965 | 6/6/2025 |  |  |  |  | 3250 |  | 5531 S FAIRFIELD AVE |  | CHICAGO, IL |  | MARCHAN LEOBARDO | LINE VOLTAGE ELECTRICAL WORK. NEW PERMANENT 125 AMP SERVICE DISCONNECTING MEANS WITH 1 CIRCUITS. RECEPTACLE OUTLETS: 1 . LIGHTING OUTLETS: 0. 13.5 KWH LITHIUM ION ENERGY STORAGE SYSTEM. SPECIFIC LOCATION: MAIN PANEL, SERVICE CONDUCTORS, EXTERIOR WALL.
139 | 17182010350000 | B200428968 | 7/7/2025 |  |  |  |  | 55096 |  | 1901 W MADISON ST |  | CHICAGO, IL |  | LETTUCE ENTERTAIN YOU | LOW VOLTAGE/COMMUNICATION ELECTRICAL WORK. INSTALL OTHER. SPECIFIC LOCATION: UNITED CENTER PARKING LOT FOR WINDY CITY SMOKEOUT.
140 | 13103220310000 | B200428972 | 6/6/2025 |  |  |  |  | 3000 |  | 4928 N KOSTNER AVE |  | CHICAGO, IL |  | GINA NAGA MARIA | LINE VOLTAGE ELECTRICAL WORK. NEW PERMANENT 125 AMP SERVICE DISCONNECTING MEANS WITH 1 CIRCUITS. RECEPTACLE OUTLETS: 1 . LIGHTING OUTLETS: 0. 13.5 KWH LITHIUM ION ENERGY STORAGE SYSTEM. SPECIFIC LOCATION: PANEL, METER, S. CONDUCTORS, RISER, EXTERIOR WALL.
141 | 25023020030000 | B200428975 | 6/6/2025 |  |  |  |  | 700 |  | 9105 S DREXEL AVE |  | CHICAGO, IL |  | CLEMONS JOY | LINE VOLTAGE ELECTRICAL WORK. NEW PERMANENT 100 AMP SERVICE DISCONNECTING MEANS WITH 1 CIRCUITS. RECEPTACLE OUTLETS: 1 . LIGHTING OUTLETS: 0. 13.5 KWH LITHIUM ION ENERGY STORAGE SYSTEM. SPECIFIC LOCATION: SERVICE CONDUCTORS, EXTERIOR WALL.
142 | 13082270310000 | B200428981 | 6/6/2025 |  |  |  |  | 2870 |  | 5250 N NORTHWEST HWY |  | CHICAGO, IL |  | HABETLER BOWL INC | LINE VOLTAGE ELECTRICAL WORK. REPAIR OR ALTER DEVICES ON EXISTING CIRCUITS. RECEPTACLE OUTLETS: 1 . LIGHTING OUTLETS: 1. SPECIFIC LOCATION: PANEL.
143 | 19361050300000 | B200428984 | 6/6/2025 |  |  |  |  | 750 |  | 7930 S FRANCISCO AVE |  | CHICAGO, IL |  | GIBBS RENIER | LINE VOLTAGE ELECTRICAL WORK. NEW PERMANENT 225 AMP SERVICE DISCONNECTING MEANS WITH 1 CIRCUITS. RECEPTACLE OUTLETS: 1 . LIGHTING OUTLETS: 0. 13.5 KWH LITHIUM ION ENERGY STORAGE SYSTEM. SPECIFIC LOCATION: SPAN MAIN PANEL, METER ENCLOSURE, EXTERIOR WALL.
144 | 25182080180000 | B200428992 | 6/12/2025 |  |  |  |  | 23182 |  | 1736 W 105TH PL |  | CHICAGO, IL |  | CADICHON ELIZABETH | INSTALL SOLAR PANELS ON ROOF OF PRINCIPAL BUILDING. ROOF TYPE: SLOPED (2:12 TO 5:12). INVERTER OUTPUT: 7.6 KW. ARRAY OUTPUT: 7.79 KW. INCLUDES 10 KWH ENERGY STORAGE SYSTEM. LOCATION: ROOF OF HOUSE. ICC DISTRIBUTED GENERATION INSTALLER CERT. #19-0021. ¦ SPECIAL CONDITION: *PLEASE MAKE CORRECTIONS TO ELECTRICAL DRAWING. IPC TAPS (SHARK BITES) NOT ALLOWED.* IPC TAPS AKA “SHARK BITES”, “VAMPIRE CONNECTORS”, OR “B-TAPS” IN COM-ED’S METERING STANDARD’S (C9111 1.3) FOR METERING IT ALSO STATES THAT TAPS MAY BE DONE ON THE LOAD SIDE OF A METER USING A TERMINAL OR TERMINAL ADAPTER THAT HAS BEEN LISTED AND LABELED FOR THE PURPOSE BY A NATIONALLY RECOGNIZED TESTING LABORATORY.
145 | 25093200320000 | B200429006 | 6/9/2025 |  |  |  |  | 25254 |  | 10156 S PARNELL AVE |  | CHICAGO, IL |  | LIGHTLE ELMA | INSTALL SOLAR PANELS ON ROOF OF PRINCIPAL BUILDING. ROOF TYPE: SLOPED (2:12 TO 5:12). INVERTER OUTPUT: 11.5 KW. ARRAY OUTPUT: 10.66 KW. INCLUDES 13.5 KWH ENERGY STORAGE SYSTEM. LOCATION: ROOF PLANES OF PRINCIPLE STRUCTURE. ICC DISTRIBUTED GENERATION INSTALLER CERT. #18-0817. ¦ SPECIAL CONDITION: * NEC REFERENCES TO BE OMITTED FROM DRAWINGS, ALL GENERAL ELECTRICAL NOTES SHALL REFERENCE CEC 2018. * REFER TO ELECTRICAL PERMIT B200429011.* ALL EQUIPMENT, CONNECTORS, RACEWAYS, TAPS, MUST BE LISTED AND LABELED FOR USE.
146 | 25013070560000 | B200429009 | 6/10/2025 |  |  |  |  | 22138 |  | 1942 E 92ND ST |  | CHICAGO, IL |  | SOMMERFIELD JEFFREY | INSTALL SOLAR PANELS ON ROOF OF PRINCIPAL BUILDING. ROOF TYPE: SLOPED (2:12 TO 5:12). INVERTER OUTPUT: 11.5 KW. ARRAY OUTPUT: 9.02 KW. INCLUDES 13.5 KWH ENERGY STORAGE SYSTEM. LOCATION: ROOF PLANES FOR PRINCIPLE STRUCTURE. ICC DISTRIBUTED GENERATION INSTALLER CERT. #18-0817. ¦ SPECIAL CONDITION: * NEC REFERENCES TO BE OMITTED FROM DRAWINGS, ALL GENERAL ELECTRICAL NOTES SHALL REFERENCE CEC 2018.* REFER TO ELECTRICAL PERMIT B20428456.* ALL EQUIPMENT, CONNECTORS, RACEWAYS, TAPS, MUST BE LISTED AND LABELED FOR USE.
147 | 20312080570000 | B200429010 | 6/6/2025 |  |  |  |  | 3400 |  | 8055 S DAMEN AVE |  | CHICAGO, IL |  | DONNER-GRIFFIN YVONNE | PURPOSE: NEW/REPLACEMENT INSTALLATION. VINYL/PVC FENCE - 6'-0' ' (HEIGHT) X 57'-0' ' (LENGTH). LOCATION: BOTH SIDES OF THE PROPERTY LINE..
148 | 25093200320000 | B200429011 | 6/6/2025 |  |  |  |  | 1500 |  | 10156 S PARNELL AVE |  | CHICAGO, IL |  | LIGHTLE ELMA | LINE VOLTAGE ELECTRICAL WORK. NEW PERMANENT 100 AMP SERVICE DISCONNECTING MEANS WITH 1 CIRCUITS. RECEPTACLE OUTLETS: 1 . LIGHTING OUTLETS: 0. 13.5 KWH LITHIUM ION ENERGY STORAGE SYSTEM. SPECIFIC LOCATION: EXTERIOR WALL.
149 | 25331190310000 | B200429012 | 6/12/2025 |  |  |  |  | 14399 |  | 445 W 129TH PL |  | CHICAGO, IL |  | HARRIS MAURICE | INSTALL SOLAR PANELS ON ROOF OF PRINCIPAL BUILDING. ROOF TYPE: SLOPED (2:12 TO 5:12). INVERTER OUTPUT: 6.08 KW. ARRAY OUTPUT: 0.00656 KW. LOCATION: ROOF SOLAR. ICC DISTRIBUTED GENERATION INSTALLER CERT. #23-0387. ¦ SPECIAL CONDITION: * NEC REFERENCES TO BE OMITTED FROM DRAWINGS, ALL GENERAL ELECTRICAL NOTES SHALL REFERENCE CEC 2018. * ALL EQUIPMENT, CONNECTORS, RACEWAYS, TAPS, MUST BE LISTED AND LABELED FOR USE.
150 | 14073140120000 | B200429015 | 6/11/2025 |  |  |  |  | 32688 |  | 4925 N LEAVITT ST |  | CHICAGO, IL |  | ISLAM SAMIR | INSTALL SOLAR PANELS ON ROOF OF PRINCIPAL BUILDING. ROOF TYPE: STEEP (>5:12). INVERTER OUTPUT: 4.225 KW. ARRAY OUTPUT: 5.525 KW. INCLUDES 10 KWH ENERGY STORAGE SYSTEM. LOCATION: ROOFS. ICC DISTRIBUTED GENERATION INSTALLER CERT. #14-0400. ¦ SPECIAL CONDITION: * NEC REFERENCES TO BE OMITTED FROM DRAWINGS, ALL GENERAL ELECTRICAL NOTES SHALL REFERENCE CEC 2018.* ALL EQUIPMENT, CONNECTORS, RACEWAYS, TAPS, MUST BE LISTED AND LABELED FOR USE.
151 | 17153070370000 | B200429017 | 6/12/2025 |  |  |  |  | 50000 |  | 1000 S MICHIGAN AVE |  | CHICAGO, IL |  | 1000 SOUTH MICHIGAN EQUITIES, LLC | LINE VOLTAGE ELECTRICAL WORK. ADD 23 CIRCUITS TO EXISTING 60 AMP SERVICE DISCONNECTING MEANS. RECEPTACLE OUTLETS: 23 . LIGHTING OUTLETS: 0. ELECTRIC VEHICLE SUPPLY EQUIPMENT:23 SPACES. SPECIFIC LOCATION: PARKING GARAGE. ¦ SPECIAL CONDITION: NO OTHER WORK
152 | 13242060020000 | B200429019 | 6/12/2025 |  |  |  |  | 150000 |  | 3601 N CALIFORNIA AVE |  | CHICAGO, IL |  | CONGREGATION OF THE RESURECTION | LINE VOLTAGE ELECTRICAL WORK. INSTALL PERMANENT-NOT REQUIRED BY CODE 150 KW OTHER GENERATOR. RECEPTACLE OUTLETS: 0 . LIGHTING OUTLETS: 0. SPECIFIC LOCATION: EXTERIOR LOCATION NEXT TO THE BOILER ROOM.
153 | 13232050330000 | B200429025 | 6/6/2025 |  |  |  |  | 9290 |  | 3916 N SPAULDING AVE |  | CHICAGO, IL |  | BRADLEY BENJAMIN | TUCKPOINTING AND UNIT MASONRY REPAIR / REPLACEMENT: 80 SQ. FT., LINTEL QTY. 6, MAX. LENGTH 5. LOCATION: FRONT WALL LINTELS REPLACMENT AND REPAIRS.
154 | 14321100010000 | B200429026 | 6/9/2025 |  |  |  |  | 175590 |  | 2245 N SOUTHPORT AVE |  | CHICAGO, IL |  | ST.JOSAPHAT CATHOLIC SCHOOL | SCOPE: ROOF REPLACEMENT. AREA: 56000 SQ. FT. ROOF COVERING: OTHER. LOCATION: WORK ON THE ROOF. IL ROOFING CONTRACTOR LICENSE: 104000191.
155 | 14303010330000 | B200429029 | 7/29/2025 |  |  |  |  | 80035 |  | 2501 N ELSTON AVE |  | CHICAGO, IL |  | MURGADO FORD LINCOLN OF CHICAGO | LINE VOLTAGE ELECTRICAL WORK. ADD 5 CIRCUITS TO EXISTING 4000 AMP SERVICE DISCONNECTING MEANS. RECEPTACLE OUTLETS: 3 . LIGHTING OUTLETS: 0. ELECTRIC VEHICLE SUPPLY EQUIPMENT:6 SPACES. SPECIFIC LOCATION: PARKING GARAGE, 1ST AND 2ND FLOORS, 2501 N ELSTON. ¦ SPECIAL CONDITION: ALL UNDERGROUND REQUIRES ROUGH INSPECTION PRIOR TO BACKFILL.
156 | 20294160380000 | B200429030 | 6/6/2025 |  |  |  |  | 30000 |  | 7744 S MAY ST |  | CHICAGO, IL |  | LOUIS BARBARA | SCOPE: ROOF REPLACEMENT. AREA: 2500 SQ. FT. ROOF COVERING: MINERAL - SURFACED ROLL ROOFING. LOCATION: ROOFING. IL ROOFING CONTRACTOR LICENSE: 104018224.
157 | 20231210120000 | B200429033 | 6/10/2025 |  |  |  |  | 7900 |  | 6631 S MARYLAND AVE |  | CHICAGO, IL |  | VENTUS HOLDINGS | LIMITED REPAIR (25% OR LESS) FOR WOOD PORCH (OPEN) (QUANTITY: 1, LOCATION: REAR OF BUILDING).
158 | 14081180220000 | B200429034 | 6/6/2025 |  |  |  |  | 4700 |  | 5348 N WAYNE AVE |  | CHICAGO, IL |  | EX MITCHELL | PURPOSE: NEW/REPLACEMENT INSTALLATION. WOOD FENCE - 6'-0' ' (HEIGHT) X 100'-0' ' (LENGTH). LOCATION: REAR YARD.
159 | 25013130200000 | B200429041 | 6/9/2025 |  |  |  |  | 6164 |  | 9218 S BENNETT AVE |  | CHICAGO, IL |  | GORDON EVANGELINE | PURPOSE: NEW/REPLACEMENT INSTALLATION. VINYL/PVC FENCE - 6'-0' ' (HEIGHT) X 77'-0' ' (LENGTH). LOCATION: NORTH AND REAR SIDE OF THE PROPERTY.
160 | 20023170160000 | B200429044 | 7/3/2025 |  |  |  |  | 120000 |  | 4608 S GREENWOOD AVE |  | CHICAGO, IL |  | KENWOOD UNITED CHURCH OF CHRIST | SCOPE: ROOF REPLACEMENT. AREA: 13104 SQ. FT. ROOF COVERING: ASPHALT SHINGLES. LOCATION: RED ROOF SINGLES. IL ROOFING CONTRACTOR LICENSE: 104019757. ¦ SPECIAL CONDITION: NEW SHINGLES TO BE ARCHITECTURAL SHINGLES MATCHING EXISTING COLOR.
161 | 16091210330000 | B200429048 | 7/9/2025 |  |  |  |  | 6000 |  | 5523 W RACE AVE |  | CHICAGO, IL |  | MOON LELA | LINE VOLTAGE ELECTRICAL WORK. NEW PERMANENT 200 AMP SERVICE DISCONNECTING MEANS WITH 12 CIRCUITS. RECEPTACLE OUTLETS: 0 . LIGHTING OUTLETS: 1. SPECIFIC LOCATION: BASEMENT.
162 | 20151080110000 | B200429064 | 6/6/2025 |  |  |  |  | 20000 |  | 5627 S WABASH AVE |  | CHICAGO, IL |  | BARTON CHARLES | SCOPE: ROOF REPLACEMENT. AREA: 25 SQ. FT. ROOF COVERING: BUILT-UP ROOF. LOCATION: ROOF, MODIFIED MEMBRANE. IL ROOFING CONTRACTOR LICENSE: 104019205.
163 | 26171040040000 | B200429069 | 7/7/2025 |  |  |  |  | 15000 |  | 3643 E 106TH ST |  | CHICAGO, IL |  | LUIS SERRANO | SCOPE: NONSTRUCTURAL INTERIOR REPLACEMENT OF DRYWALL AT WALLS AND CEILINGS, NO ELECTRICAL, DUCTWORK OR PLUMBING WORK. LOCATIONS: 1 RESIDENTIAL UNIT(S), 0 NON-RESIDENTIAL UNIT(S), SECOND FLOOR RESIDENTIAL UNIT..
164 | 16114070460000 | B200429070 | 6/11/2025 |  |  |  |  | 7000 |  | 3410 W WALNUT ST |  | CHICAGO, IL |  | HOLIDAY TIFFANY | REPAIR (26% TO 50%) FOR WOOD PORCH (OPEN) (QUANTITY: 1, LOCATION: REAR OF BUILDING).
165 | 13351210350000 | B200429074 | 7/1/2025 |  |  |  |  | 150000 |  | 3728 W DICKENS AVE |  | CHICAGO, IL |  | TORRES KEILA | SCOPE: NONSTRUCTURAL INTERIOR ALTERATION: NEW PARTITION WALLS, REPAIR OR IN-KIND REPLACEMENT OF PLUMBING FIXTURES, PIPING, AND RISERS IN EXISTING CHASES. LINE VOLTAGE ELECTRICAL WORK, ADD (15) CIRCUITS, (25) OUTLETS, (20) LIGHTS TO EXISTING 200 AMP SERVICE. .LOCATIONS: 1 RESIDENTIAL UNIT(S), 0 NON-RESIDENTIAL UNIT(S), BASEMENT, FIRST AND SECOND FLOOR
166 | 17301070320000 | B200429075 | 6/6/2025 |  |  |  |  | 8000 |  | 2030 W 23RD ST |  | CHICAGO, IL |  | CHUL PARK HOMEOWNER | TUCKPOINTING AND UNIT MASONRY REPAIR / REPLACEMENT: 90 SQ. FT., LINTEL QTY. 2, MAX. LENGTH 5. LOCATION: FRONT FACADE OF BUILDING.
167 | 20283210300000 | B200429076 | 6/24/2025 |  |  |  |  | 6000 |  | 754 W 79TH ST |  | CHICAGO, IL |  | EAST LAKE MANAGEMENT | TUCKPOINTING AND UNIT MASONRY REPAIR / REPLACEMENT: 600 SQ. FT., LINTEL QTY. 0, MAX. LENGTH 0. LOCATION: WEST AND SOUTH FACADE.
168 | 13364080190000 | B200429077 | 8/18/2025 |  |  |  |  | 3000 |  | 2421 W HOMER ST |  | CHICAGO, IL |  | JACOB PARKER RICHARD | SCOPE: NONSTRUCTURAL INTERIOR ALTERATION TO REMOVE NON-LOADING BEARING WALLS BETWEEN KITCHEN AND DINING/LIVING ROOM, INCLUDES ELECTRICAL AND PLUMBING. LOCATIONS: 1 RESIDENTIAL UNIT(S), 0 NON-RESIDENTIAL UNIT(S), 2ND FLOOR.
169 | 13212060210000 | B200429084 | 6/27/2025 |  |  |  |  | 300 |  | 4942 W BYRON ST |  | CHICAGO, IL |  | CRONNELLY EAMON | WRECK AND REMOVE DETACHED FRAME GARAGE, NO REPLACEMENT. LOCATIONS: 0 RESIDENTIAL UNIT(S), 0 NON-RESIDENTIAL UNIT(S), EXTERIOR WORK
170 | 16141080170000 | B200429085 | 6/10/2025 |  |  |  |  | 1500 |  | 3936 W GLADYS AVE |  | CHICAGO, IL |  | SANDERS CHARESE | PURPOSE: LEGALIZE UNPERMITTED WORK. WOOD FENCE - 5'-7' ' (HEIGHT) X 17'-2' ' (LENGTH). LOCATION: BACK FENCE.
171 | 24131010190000 | B200429090 | 7/2/2025 |  |  |  |  | 25000 |  | 10335 S TROY ST |  | CHICAGO, IL |  | TETREV APRIL | NEW DETACHED WOOD FRAME GARAGE. DIMENSIONS AND SETBACKS PER APPLICATION. BUILDING OUTSIDE DIMENSIONS: 24'-0' ' X24'-0' '. GABLE ROOF HEIGHT TO PEAK: 15'-0' '.
172 | 21314010070000 | B200429091 | 6/7/2025 |  |  |  |  | 3000 |  | 8346 S BALTIMORE AVE |  | CHICAGO, IL |  | CARRILLO FRANCISCO | PURPOSE: LEGALIZE UNPERMITTED WORK. WOOD FENCE - 6'-0' ' (HEIGHT) X 90'-0' ' (LENGTH). LOCATION: 4 SIDE WOOD FENCES.
173 | 13334200020000 | B200429092 | 6/12/2025 |  |  |  |  | 3000 |  | 4877 W WABANSIA AVE |  | CHICAGO, IL |  | GUILLEN XOCHITL | PURPOSE: LEGALIZE UNPERMITTED WORK. WROUGHT IRON FENCE - 5'-5' ' (HEIGHT) X 88'-0' ' (LENGTH). CHAIN LINK FENCE - 5'-5' ' (HEIGHT) X 64'-0' ' (LENGTH). LOCATION: EXTERIOR, NORTH AND WEST PERIMETER OF THE HOUSE.
174 | 16231220150000 | B200429094 | 6/13/2025 |  |  |  |  | 5443 |  | 1537 S PULASKI RD |  | CHICAGO, IL |  | MCCLENDON ELIZABETH | LINE VOLTAGE ELECTRICAL WORK. REPAIR OR ALTER DEVICES ON EXISTING CIRCUITS. RECEPTACLE OUTLETS: 1 . LIGHTING OUTLETS: 1. SPECIFIC LOCATION: SERVICE REAR OF BUILDING. ¦ SPECIAL CONDITION: SEE RENO PERMIT: 101062001 FOR INSPECTIONS
175 | 13171090600000 | B200429096 | 6/7/2025 |  |  |  |  | 1200 |  | 4530 N MOBILE AVE |  | CHICAGO, IL |  | CIVITO MICHELLE | LINE VOLTAGE ELECTRICAL WORK. REPAIR OR ALTER DEVICES ON EXISTING CIRCUITS. RECEPTACLE OUTLETS: 1 . LIGHTING OUTLETS: 0. SPECIFIC LOCATION: BASEMENT.
176 | 12252070300000 | B200429104 | 6/12/2025 |  |  |  |  | 74950 |  | 7225 W BELMONT AVE |  | CHICAGO, IL |  | BANK OF AMERICA 01 | REPAIR/REPLACEMENT AFFECTING 1 SYSTEMS : 1 SPLIT DX UNIT(CARRIER FJ5A/26SCA) . ELECTRICAL WORK UNDER THIS PERMIT = NO . LOCATIONS: 0 RESIDENTIAL UNIT(S), 1 NON-RESIDENTIAL UNIT(S), EXTERIOR WORK, 1ST FLOOR. ¦ SPECIAL CONDITION: CONTACT REFRIGERATION SUPERVISOR CLEMENT GAVIN 312-743-3562, PRIOR TO THE INSTALLATION OF ANY ROOFTOP EQUIPMENT, TO SCHEDULE AN INSPECTION.
177 | 13254280390000 | B200429105 | 6/10/2025 |  |  |  |  | 800 |  | 2532 W FULLERTON AVE |  | CHICAGO, IL |  | ZESPY JAMES | PURPOSE: LEGALIZE UNPERMITTED WORK. WOOD FENCE - 4'-0' ' (HEIGHT) X 35'-10' ' (LENGTH). LOCATION: BACK LOWER FLAT ROOF.
178 | 16174060320000 | B200429112 | 6/10/2025 |  |  |  |  | 1000 |  | 1040 S MAYFIELD AVE |  | CHICAGO, IL |  | CRUZ EDGAR | LINE VOLTAGE ELECTRICAL WORK. ADD 4 CIRCUITS TO EXISTING 200 AMP SERVICE DISCONNECTING MEANS. RECEPTACLE OUTLETS: 4 . LIGHTING OUTLETS: 1. SPECIFIC LOCATION: 1ST FLOOR APARTMENT.
179 | 13122110370000 | B200429117 | 6/9/2025 |  |  |  |  | 10000 |  | 2618 W RASCHER AVE |  | CHICAGO, IL |  | LASALLE LAUREN | PURPOSE: NEW/REPLACEMENT INSTALLATION. WOOD FENCE - 6'-0' ' (HEIGHT) X 325'-0' ' (LENGTH). LOCATION: YARD PERIMETER.
180 | 25132090030000 | B200429118 | 6/17/2025 |  |  |  |  | 4000 |  | 10805 S HOXIE AVE |  | CHICAGO, IL |  | RAMIREZ JUAN | LIMITED REPAIR (25% OR LESS) FOR WOOD PORCH (OPEN) (QUANTITY: 1, LOCATION: FRONT OF BUILDING). LANDING: 40 SQUARE FEET. LANDING NOT MORE THAN 6 FEET ABOVE GROUND.
181 | 19174060340000 | B200429120 | 6/8/2025 |  |  |  |  | 7357 |  | 5927 S MAJOR AVE |  | CHICAGO, IL |  | RIGAN JANICE | PURPOSE: NEW/REPLACEMENT INSTALLATION. WOOD FENCE - 6'-0' ' (HEIGHT) X 197'-0' ' (LENGTH). LOCATION: ENCLOSURE AROUND THE HOUSE BUILDING.
182 | 10321090380000 | B200429121 | 6/8/2025 |  |  |  |  | 4073 |  | 7036 N TAHOMA AVE |  | CHICAGO, IL |  | HOWARD MICHAEL | PURPOSE: NEW/REPLACEMENT INSTALLATION. WOOD FENCE - 6'-0' ' (HEIGHT) X 73'-0' ' (LENGTH). LOCATION: REAR, LEFT AND RIGHT SIDE OF THE HOUSE.
183 | 13232020190000 | B200429122 | 6/11/2025 |  |  |  |  | 500 |  | 3915 N ST LOUIS AVE |  | CHICAGO, IL |  | GONZALEZ MARGARET | PURPOSE: NEW/REPLACEMENT INSTALLATION. WOOD FENCE - 6'-0' ' (HEIGHT) X 12'-0' ' (LENGTH). LOCATION: GANGWAY.
184 | 19024210080000 | B200429126 | 6/10/2025 |  |  |  |  | 8500 |  | 4525 S SPAULDING AVE |  | CHICAGO, IL |  | MEZA RUBEN | LINE VOLTAGE ELECTRICAL WORK. REPAIR OR ALTER DEVICES ON EXISTING CIRCUITS. RECEPTACLE OUTLETS: 1 . LIGHTING OUTLETS: 1. SPECIFIC LOCATION: REPAIR AND OR CORRECT ELECTRICAL VIOLATIONS.
185 | 20121100280000 | B200429129 | 6/11/2025 |  |  |  |  | 15500 |  | 1616 E 55TH ST |  | CHICAGO, IL |  | CASEY CHRISTY | TUCKPOINTING AND UNIT MASONRY REPAIR / REPLACEMENT: 600 SQ. FT., LINTEL QTY. 0, MAX. LENGTH 0. LOCATION: BUILDING EXTERIOR.
186 | 24242250220000 | B200429130 | 6/9/2025 |  |  |  |  | 8000 |  | 11435 S CAMPBELL AVE |  | CHICAGO, IL |  | RYAN ROBERT | PURPOSE: NEW/REPLACEMENT INSTALLATION. VINYL/PVC FENCE - 6'-0' ' (HEIGHT) X 143'-0' ' (LENGTH). LOCATION: BACK YARD.
187 | 09363230190000 | B200429133 | 6/8/2025 |  |  |  |  | 7000 |  | 6556 N OLIPHANT AVE |  | CHICAGO, IL |  | GEORGE COURTNEY | PURPOSE: NEW/REPLACEMENT INSTALLATION. VINYL/PVC FENCE - 6'-0' ' (HEIGHT) X 146'-0' ' (LENGTH). LOCATION: REPLACE 6 FT WOOD FENCE WITH 6 FT VINYL FENCE.
188 | 17193110390000 | B200429135 | 6/14/2025 |  |  |  |  | 15000 |  | 1900 S LEAVITT ST |  | CHICAGO, IL |  | MENDOZA JOSE | SCOPE: ROOF RECOVER. AREA: 2892 SQ. FT. ROOF COVERING: BUILT-UP ROOF. LOCATION: ROOF AREA ONLY. IL ROOFING CONTRACTOR LICENSE: 104016966.
189 | 19251230890000 | B200429139 | 6/9/2025 |  |  |  |  | 15266 |  | 7302 S CALIFORNIA AVE |  | CHICAGO, IL |  | SANCHEZ OSCAR | SCOPE: ROOF REPLACEMENT. AREA: 1046 SQ. FT. ROOF COVERING: ASPHALT SHINGLES. LOCATION: ON TOP OF THE ROOF. IL ROOFING CONTRACTOR LICENSE: 104.02017.
190 | 13283210070000 | B200429141 | 6/10/2025 |  |  |  |  | 19762 |  | 5239 W WRIGHTWOOD AVE |  | CHICAGO, IL |  | TRUJILLO MARTA | INSTALL SOLAR PANELS ON ROOF OF PRINCIPAL BUILDING. ROOF TYPE: STEEP (>5:12). INVERTER OUTPUT: 13.17 KW. ARRAY OUTPUT: 13.175 KW. LOCATION: THE ROOF. ICC DISTRIBUTED GENERATION INSTALLER CERT. #22-0420. ¦ SPECIAL CONDITION: * NEC REFERENCES TO BE OMITTED FROM DRAWINGS, ALL GENERAL ELECTRICAL NOTES SHALL REFERENCE CEC 2018. * ALL EQUIPMENT, CONNECTORS, RACEWAYS, TAPS, MUST BE LISTED AND LABELED FOR USE.
191 | 24242110040000 | B200429143 | 6/30/2025 |  |  |  |  | 3815 |  | 11217 S TALMAN AVE |  | CHICAGO, IL |  | BROWN TOM | PURPOSE: NEW/REPLACEMENT INSTALLATION. WOOD FENCE - 6'-0' ' (HEIGHT) X 98'-0' ' (LENGTH). LOCATION: REAR AND SOUTH SIDE OF THE PROPERTY.
192 | 20324250280000 | B200429153 | 6/9/2025 |  |  |  |  | 32132 |  | 8638 S ABERDEEN ST |  | CHICAGO, IL |  | SHANKS ELEANOR | NEW DETACHED WOOD FRAME GARAGE. DIMENSIONS AND SETBACKS PER APPLICATION. BUILDING OUTSIDE DIMENSIONS: 26'-0' ' X20'-0' '. HIP ROOF HEIGHT TO PEAK: 13'-0' '.
193 | 17093260040000 | B200429157 | 6/10/2025 |  |  |  |  | 36676 |  | 150 N RIVERSIDE PLZ |  | CHICAGO, IL |  | ROSS JENNI | LOW VOLTAGE/COMMUNICATION ELECTRICAL WORK. INSTALL AUDIO. SPECIFIC LOCATION: SUITE 2050.
194 | 14193040210000 | B200429161 | 6/9/2025 |  |  |  |  | 9017 |  | 3509 N LEAVITT ST |  | CHICAGO, IL |  | FOUR SEASONS HOME SERVICES | REPAIR OR IN-KIND REPLACEMENT OF 1 PLUMBING FIXTURES AS DESCRIBED IN PERMIT APPLICATION. INCLUDES REPAIR OR REPLACMENT OF PLUMBING PIPING. LOCATIONS: 1 RESIDENTIAL UNIT(S), 1 NON-RESIDENTIAL UNIT(S), 1 INTERIOR COMMON AREAS, EXTERIOR WORK, PRIVATE SIDEWALK.
195 | 17223081010000 | B200429164 | 6/16/2025 |  |  |  |  | 24740 |  | 1902 S PRAIRIE AVE |  | CHICAGO, IL |  | THE COMMONWEALTH ON PRAIRIE TOWNHOME ASSOCIATION | TUCKPOINTING AND UNIT MASONRY REPAIR / REPLACEMENT: 2300 SQ. FT., LINTEL QTY. 0, MAX. LENGTH 0. LOCATION: EXTERIOR - TUCKPOINTING AND CAULKING.
196 | 16153290030000 | B200429165 | 6/10/2025 |  |  |  |  | 3500 |  | 4449 W GRENSHAW ST |  | CHICAGO, IL |  | SNICKAM ENTERPRISES LLC | LINE VOLTAGE ELECTRICAL WORK. NEW PERMANENT 100 AMP SERVICE DISCONNECTING MEANS WITH 20 CIRCUITS. RECEPTACLE OUTLETS: 4 . LIGHTING OUTLETS: 0. SPECIFIC LOCATION: SOUTH EAST CORNER ON OWNER POLE.
197 | 13142180270000 | B200429170 | 6/17/2025 |  |  |  |  | 26550 |  | 4516 N SPAULDING AVE |  | CHICAGO, IL |  | TZENG JESSE | NEW DETACHED WOOD FRAME GARAGE. DIMENSIONS AND SETBACKS PER APPLICATION. BUILDING OUTSIDE DIMENSIONS: 20'-0' ' X20'-0' '. HIP ROOF HEIGHT TO PEAK: 12'-0' '.
198 | 21314270210000 | B200429172 | 6/11/2025 |  |  |  |  | 3000 |  | 8610 S BALTIMORE AVE |  | CHICAGO, IL |  | MCMAHON GEORGE | LIMITED REPAIR (25% OR LESS) FOR WOOD PORCH (OPEN) (QUANTITY: 1, LOCATION: FRONT OF BUILDING). LANDING: 30 SQUARE FEET. LANDING NOT MORE THAN 6 FEET ABOVE GROUND.
199 | 14331050260000 | B200429178 | 6/10/2025 |  |  |  |  | 37000 |  | 2330 N CLARK ST |  | CHICAGO, IL |  | MARGIE K COHEN ASSOCIATES | TUCKPOINTING AND UNIT MASONRY REPAIR / REPLACEMENT: 2500 SQ. FT., LINTEL QTY. 2, MAX. LENGTH 4. LOCATION: EAST AND NORTH ELEVATIONS.
200 | 13224010180000 | B200429185 | 6/9/2025 |  |  |  |  | 42000 |  | 3517 N LOWELL AVE |  | CHICAGO, IL |  | GLASSMAN PETER | NEW DETACHED WOOD FRAME GARAGE. DIMENSIONS AND SETBACKS PER APPLICATION. BUILDING OUTSIDE DIMENSIONS: 22'-0' ' X20'-0' '. GABLE ROOF HEIGHT TO PEAK: 15'-0' '.