## Sheet1
# [LLINE] | PIN* [PARID] | Local Permit No.* [USER28] | Issue Date* [PERMDT] | Desc 1* [DESC1] | Desc 2 Code 1 [USER6] | Desc 2 Code 2 [USER7] | Desc 2 Code 3 [USER8] | Amount* [AMOUNT] | Assessable [IS_ASSESS] | Applicant Street Address* [ADDR1] | Property Address | Applicant Address 2 [ADDR2] | Applicant City, State, Zip* [ADDR3] | Contact Phone* [PHONE] | Applicant* [USER21] | Notes [NOTE1] | Occupy Dt [UDATE1] | Submit Dt* [CERTDATE] | Est Comp Dt [UDATE2] | Suggested PINs | Likely_Assessable | user21
1 | 19173080380000 | B200435256 | 7/24/2025 |  |  |  |  | 5500 |  | 6106 W 60TH ST | 0 |  | CHICAGO, IL |  | MOSE JAMES | LINE VOLTAGE ELECTRICAL WORK. NEW PERMANENT 200 AMP SERVICE DISCONNECTING MEANS WITH 30 CIRCUITS. RECEPTACLE OUTLETS: 1 . LIGHTING OUTLETS: 0. SPECIFIC LOCATION: GARAGE. |  |  |  | 0 | No
2 | 17164250030000 | B200435258 | 8/9/2025 |  |  |  |  | 30000 |  | 1166 S PLYMOUTH CT | 0 |  | CHICAGO, IL |  | BURKETT JEFF | SCOPE: NONSTRUCTURAL INTERIOR BATHROOM RENOVATION. LOCATIONS: 1 RESIDENTIAL UNIT(S), 0 NON-RESIDENTIAL UNIT(S) UNIT 1NE |  |  |  | NO PIN FOUND | No
3 | 20264260290000 | B200435260 | 7/24/2025 |  |  |  |  | 1500 |  | 7834 S KENWOOD AVE | 0 |  | CHICAGO, IL |  | MOORE KIMLEMAY | LINE VOLTAGE ELECTRICAL WORK. NEW PERMANENT 200 AMP SERVICE DISCONNECTING MEANS WITH 1 CIRCUITS. RECEPTACLE OUTLETS: 1 . LIGHTING OUTLETS: 0. 13.5 KWH LITHIUM ION ENERGY STORAGE SYSTEM. SPECIFIC LOCATION: SERVICE CONDUCTORS, EXTERIOR WALL. |  |  |  | 0 | No
4 | 19184230220000 | B200435261 | 7/24/2025 |  |  |  |  | 1500 |  | 6208 S NORMANDY AVE | 0 |  | CHICAGO, IL |  | ROJAS JUAN CARLOS | LINE VOLTAGE ELECTRICAL WORK. NEW PERMANENT 125 AMP SERVICE DISCONNECTING MEANS WITH 1 CIRCUITS. RECEPTACLE OUTLETS: 1 . LIGHTING OUTLETS: 0. 13.5 KWH LITHIUM ION ENERGY STORAGE SYSTEM. SPECIFIC LOCATION: EXTERIOR WALL. |  |  |  | 0 | No
5 | 13161290210000 | B200435262 | 7/28/2025 |  |  |  |  | 7200 |  | 5329 W AGATITE AVE | 0 |  | CHICAGO, IL |  | BLUMSTEIN JOSHUA | INSTALL SOLAR PANELS ON ROOF OF ACCESSORY BUILDING. ROOF TYPE: SLOPED (2:12 TO 5:12). INVERTER OUTPUT: 10 KW. ARRAY OUTPUT: 7.2 KW. INCLUDES 10 KWH ENERGY STORAGE SYSTEM. LOCATION: ROOF OF GARAGE AND BATTERY IN BASEMENT. ICC DISTRIBUTED GENERATION INSTALLER CERT. #18-0495. ¦ SPECIAL CONDITION: * NEC REFERENCES TO BE OMITTED FROM DRAWINGS, ALL GENERAL ELECTRICAL NOTES SHALL REFERENCE CEC 2018. * PLEASE REFER TO ELECTRICAL PERMIT B200435269.* UNDERGROUND RACEWAY TO BE INSPECTED BY AHJ PRIOR TO COVERING. * ALL EQUIPMENT, CONNECTORS, RACEWAYS, TAPS, MUST BE LISTED AND LABELED FOR USE. |  |  |  | 0 | Yes
6 | 14281150420000 | B200435264 | 7/25/2025 |  |  |  |  | 37640 |  | 712 W DIVERSEY PKWY | 0 |  | CHICAGO, IL |  | SIG STRAUTMANIS GENERAL CAPITAL GROUP | TUCKPOINTING AND UNIT MASONRY REPAIR / REPLACEMENT: 1200 SQ. FT., LINTEL QTY. 0, MAX. LENGTH 0. CONCRETE MASONRY REPAIR / REPLACEMNT: 25SQ. FT., EXCAVATION = . LOCATION: ALL ELEVATIONS. |  |  |  | NO PIN FOUND | No
7 | 13161290210000 | B200435269 | 7/28/2025 |  |  |  |  | 6500 |  | 5329 W AGATITE AVE | 0 |  | CHICAGO, IL |  | BLUMSTEIN JOSHUA | LINE VOLTAGE ELECTRICAL WORK. NEW PERMANENT 200 AMP SERVICE DISCONNECTING MEANS WITH 30 CIRCUITS. RECEPTACLE OUTLETS: 1 . LIGHTING OUTLETS: 0. SPECIFIC LOCATION: THE ELECTRICAL PANEL IN THE BASEMENT AND THE METER. |  |  |  | 0 | No
8 | 19252020250000 | B200435271 | 7/24/2025 |  |  |  |  | 18000 |  | 7159 S WASHTENAW AVE | 0 |  | CHICAGO, IL |  | RATINO RON | SCOPE: ROOF REPLACEMENT. AREA: 1166 SQ. FT. ROOF COVERING: ASPHALT SHINGLES. LOCATION: ON TOP OF THE ROOF. IL ROOFING CONTRACTOR LICENSE: 104.02017. |  |  |  | 0 | Yes
9 | 13243130160000 | B200435272 | 7/25/2025 |  |  |  |  | 5000 |  | 3325 N WHIPPLE ST | 0 |  | CHICAGO, IL |  | MASIANKA JOSEPH | WRECK AND REMOVE DETACHED FRAME GARAGE, NO REPLACEMENT. LOCATIONS: 0 RESIDENTIAL UNIT(S), 0 NON-RESIDENTIAL UNIT(S), EXTERIOR WORK, DEMO WRECK EXISTING RESIDELTIAL TWO CAR GARAGE. |  |  |  | 0 | No
10 | 26312150500000 | B200435274 | 7/29/2025 |  |  |  |  | 17597 |  | 13246 S HOUSTON AVE | 0 |  | CHICAGO, IL |  | WERLING RICHARD | INSTALL SOLAR PANELS ON ROOF OF PRINCIPAL BUILDING. ROOF TYPE: SLOPED (2:12 TO 5:12). INVERTER OUTPUT: 11.5 KW. ARRAY OUTPUT: 6.63 KW. INCLUDES 13.5 KWH ENERGY STORAGE SYSTEM. LOCATION: ROOF PLANES OF PRINCIPAL STRUCTURE. ICC DISTRIBUTED GENERATION INSTALLER CERT. #18-0817. ¦ SPECIAL CONDITION: * NEC REFERENCES TO BE OMITTED FROM DRAWINGS, ALL GENERAL ELECTRICAL NOTES SHALL REFERENCE CEC 2018. * REFER TO ELECTRICAL PERMIT B200435277.* ALL EQUIPMENT, CONNECTORS, RACEWAYS, TAPS, MUST BE LISTED AND LABELED FOR USE. |  |  |  | NO PIN FOUND | Yes
11 | 17084400140000 | B200435276 | 7/25/2025 |  |  |  |  | 30000 |  | 123 N SANGAMON ST | 0 |  | CHICAGO, IL |  | PL 922 WASHINGTON OWNER LLC | TUCKPOINTING AND UNIT MASONRY REPAIR / REPLACEMENT: 150 SQ. FT., LINTEL QTY. 0, MAX. LENGTH 0. LOCATION: FRONT/WEST ELEVATION. |  |  |  | 0 | No
12 | 26312150500000 | B200435277 | 7/24/2025 |  |  |  |  | 1500 |  | 13246 S HOUSTON AVE | 0 |  | CHICAGO, IL |  | WERLING RICHARD | LINE VOLTAGE ELECTRICAL WORK. NEW PERMANENT 200 AMP SERVICE DISCONNECTING MEANS WITH 1 CIRCUITS. RECEPTACLE OUTLETS: 1 . LIGHTING OUTLETS: 0. 13.5 KWH LITHIUM ION ENERGY STORAGE SYSTEM. SPECIFIC LOCATION: EXTERIOR WALL. |  |  |  | NO PIN FOUND | No
13 | 17084400130000 | B200435279 | 7/25/2025 |  |  |  |  | 15000 |  | 922 W WASHINGTON BLVD | 0 |  | CHICAGO, IL |  | PL 922 WASHINGTON OWNER LLC | TUCKPOINTING AND UNIT MASONRY REPAIR / REPLACEMENT: 50 SQ. FT., LINTEL QTY. 0, MAX. LENGTH 0. LOCATION: SOUTH ELEVATION. |  |  |  | 0 | No
14 | 25212110220000 | B200435280 | 8/2/2025 |  |  |  |  | 750 |  | 48 W 112TH PL | 0 |  | CHICAGO, IL |  | BUSH JR JIMMY | REPAIR OR IN-KIND REPLACEMENT OF 2 PLUMBING FIXTURES AS DESCRIBED IN PERMIT APPLICATION. LOCATIONS: 1 RESIDENTIAL UNIT(S), 0 NON-RESIDENTIAL UNIT(S), 1ST FLOOR. |  |  |  | 0 | No
15 | 19274060320000 | B200435281 | 7/24/2025 |  |  |  |  | 1500 |  | 7854 S KEDVALE AVE | 0 |  | CHICAGO, IL |  | PATINO FEDERICO | LINE VOLTAGE ELECTRICAL WORK. NEW PERMANENT 100 AMP SERVICE DISCONNECTING MEANS WITH 1 CIRCUITS. RECEPTACLE OUTLETS: 1 . LIGHTING OUTLETS: 0. 13.5 KWH LITHIUM ION ENERGY STORAGE SYSTEM. SPECIFIC LOCATION: EXTERIOR WALL. |  |  |  | 0 | No
16 | 13354060370000 | B200435290 | 7/31/2025 |  |  |  |  | 8946 |  | 1814 N DRAKE AVE | 0 |  | CHICAGO, IL |  | TRUJILLO SINFOREANO | SCOPE: ROOF REPLACEMENT. AREA: 29 SQ. FT. ROOF COVERING: ASPHALT SHINGLES. LOCATION: HOUSE AND GARAGE. IL ROOFING CONTRACTOR LICENSE: 104.01899. |  |  |  | 0 | Yes
17 | 25211210010000 | B200435291 | 7/28/2025 |  |  |  |  | 18713 |  | 11301 S PARNELL AVE | 0 |  | CHICAGO, IL |  | HENLY SHANNON | INSTALL SOLAR PANELS ON ROOF OF PRINCIPAL BUILDING. ROOF TYPE: SLOPED (2:12 TO 5:12). INVERTER OUTPUT: 3.8 KW. ARRAY OUTPUT: 5.265 KW. INCLUDES 10 KWH ENERGY STORAGE SYSTEM. LOCATION: ROOF OF HOUSE. ICC DISTRIBUTED GENERATION INSTALLER CERT. #19-0021. ¦ SPECIAL CONDITION: * NEC REFERENCES TO BE OMITTED FROM DRAWINGS, ALL GENERAL ELECTRICAL NOTES SHALL REFERENCE CEC 2018.* ALL EQUIPMENT, CONNECTORS, RACEWAYS, TAPS, MUST BE LISTED AND LABELED FOR USE. |  |  |  | 0 | Yes
18 | 17042090380000 | B200435296 | 8/11/2025 |  |  |  |  | 14311 |  | 57 W BURTON PL | 0 |  | CHICAGO, IL |  | JONES LARRY | IN-KIND REPLACEMENT OF EXTERIOR WINDOWS AND DOORS IN EXISTING OPENINGS. REPLACEMENT WINDOWS: 3; REPLACEMENT SKYLIGHTS: 0; REPLACEMENT DOORS: 0. AFFECTS: 1 RESIDENTIAL UNIT(S), 0 NON-RESIDENTIAL UNIT(S), LOCATION: SECOND FLOOR BEDROOM. |  |  |  | 0 | No
19 | 24133040610000 | B200435297 | 7/24/2025 |  |  |  |  | 42300 |  | 10835 S KEDZIE AVE | 0 |  | CHICAGO, IL |  | CHAVEZ GINGER | NEW DETACHED WOOD FRAME GARAGE. DIMENSIONS AND SETBACKS PER APPLICATION. BUILDING OUTSIDE DIMENSIONS: 24'-0' ' X24'-0' '. GABLE ROOF HEIGHT TO PEAK: 13'-0' '. |  |  |  | 0 | Yes
20 | 13084300380000 | B200435300 | 7/30/2025 |  |  |  |  | 18000 |  | 5852 W LAWRENCE AVE | 0 |  | CHICAGO, IL |  | BLAKE RESIDENTIAL & COMMERCIAL DEVELOPMENT* | SCOPE: ROOF RECOVER. AREA: 4000 SQ. FT. ROOF COVERING: BUILT-UP ROOF. LOCATION: EXTERIOR ROOF. IL ROOFING CONTRACTOR LICENSE: 104019418. |  |  |  | 0 | Yes
21 | 17093030860000 | B200435304 | 8/27/2025 |  |  |  |  | 693950 |  | 330 N CLINTON ST | 0 |  | CHICAGO, IL |  | FULTON STATION CONDOMINIUMS | SCOPE: ROOF RECOVER. AREA: 7500 SQ. FT. INCLUDES REPAIR/REPLACE OCCUPIABLE ROOF. ROOF COVERING: OTHER. LOCATION: ON THE ROOF. IL ROOFING CONTRACTOR LICENSE: 104003070. |  |  |  | NO PIN FOUND | Yes
22 | 13071190090000 | B200435307 | 7/28/2025 |  |  |  |  | 8352 |  | 5364 N NOTTINGHAM AVE | 0 |  | CHICAGO, IL |  | BLEICHER JAMES | LINE VOLTAGE ELECTRICAL WORK. NEW PERMANENT 200 AMP SERVICE DISCONNECTING MEANS WITH 2 CIRCUITS. RECEPTACLE OUTLETS: 1 . LIGHTING OUTLETS: 0. SPECIFIC LOCATION: ROOFTOP PRINCIPLE/ACCESSORY STRUCTURE. |  |  |  | 0 | Yes
23 | 13142200080000 | B200435309 | 7/28/2025 |  |  |  |  | 1000 |  | 4529 N SAWYER AVE | 0 |  | CHICAGO, IL |  | MARQUINA CRISTINA | TUCKPOINTING AND UNIT MASONRY REPAIR / REPLACEMENT: 50 SQ. FT., LINTEL QTY. 0, MAX. LENGTH 0. LOCATION: EXTERIOR MASONRY. |  |  |  | 0 | No
24 | 21322000010000 | B200435312 | 8/7/2025 |  |  |  |  | 12000 |  | 8301 S BRANDON AVE | 0 |  | CHICAGO, IL |  | VIVEROS JOSE | TUCKPOINTING AND UNIT MASONRY REPAIR / REPLACEMENT: 1000 SQ. FT., LINTEL QTY. 5, MAX. LENGTH 11. PARAPET REBUILDING: 100 SQ. FT. LOCATION: FRONT FACADE, NORTH, SOUTH, EAST, WEST ELEVATIONS. |  |  |  | 0 | No
25 | 17103110090000 | B200435314 | 7/25/2025 |  |  |  |  | 27512 |  | 25 E WASHINGTON ST | 0 |  | CHICAGO, IL |  | 25 EAST WASHINGTON ASSOCIATES, LP | LOW VOLTAGE/COMMUNICATION ELECTRICAL WORK. INSTALL TELEPHONE. SPECIFIC LOCATION: 7TH FLOOR. |  |  |  | 0 | No
26 | 14321200100000 | B200435318 | 7/24/2025 |  |  |  |  | 1000 |  | 1511 W WEBSTER AVE | 0 |  | CHICAGO, IL |  | CH ROBINSON | LOW VOLTAGE/COMMUNICATION ELECTRICAL WORK. ALTER EXISTING DATA/VIDEO. SPECIFIC LOCATION: NETWORK CABLING. |  |  |  | NO PIN FOUND | No
27 | 13123040270000 | B200435319 | 7/24/2025 |  |  |  |  | 8074 |  | 5036 N ALBANY AVE | 0 |  | CHICAGO, IL |  | SPALDING ERIKA | LINE VOLTAGE ELECTRICAL WORK. REPAIR OR ALTER DEVICES ON EXISTING CIRCUITS. RECEPTACLE OUTLETS: 10 . LIGHTING OUTLETS: 0. SPECIFIC LOCATION: FIRST FLOOR AND BASEMENT. |  |  |  | 0 | No
28 | 19141230040000 | B200435320 | 7/28/2025 |  |  |  |  | 7000 |  | 3647 W 57TH PL | 0 |  | CHICAGO, IL |  | GE DESIGNS AND CONSTRUCTION INC | IN-KIND REPLACEMENT OF EXTERIOR WINDOWS AND DOORS IN EXISTING OPENINGS. REPLACEMENT WINDOWS: 14; REPLACEMENT SKYLIGHTS: 0; REPLACEMENT DOORS: 3. AFFECTS: 1 RESIDENTIAL UNIT(S), 0 NON-RESIDENTIAL UNIT(S), LOCATION: FRONT AND REAR. |  |  |  | NO PIN FOUND | No
29 | 25192100310000 | B200435321 | 7/31/2025 |  |  |  |  | 1100 |  | 11258 S CHURCH ST | 0 |  | CHICAGO, IL |  | LIU SANDY | LINE VOLTAGE ELECTRICAL WORK. NEW PERMANENT 100 AMP SERVICE DISCONNECTING MEANS WITH 24 CIRCUITS. RECEPTACLE OUTLETS: 10 . LIGHTING OUTLETS: 0. SPECIFIC LOCATION: 1ST FLOOR KITCHEN. |  |  |  | 0 | No
30 | 16022060300000 | B200435324 | 7/28/2025 |  |  |  |  | 1660 |  | 3320 W LE MOYNE ST | 0 |  | CHICAGO, IL |  | BILYK PETER | PURPOSE: NEW/REPLACEMENT INSTALLATION. WOOD FENCE - 6'-0' ' (HEIGHT) X 3'-0' ' (LENGTH). LOCATION: EAST SIDE OF THE PROPERTY. |  |  |  | 0 | No
31 | 13281020340000 | B200435328 | 8/25/2025 |  |  |  |  | 110000 |  | 3116 N LOTUS AVE | 0 |  | CHICAGO, IL |  | MARTINEZ MIGUEL | SCOPE: NONSTRUCTURAL INTERIOR ALTERATION TO SFR, REMOVE PLASTER AND LATH AND REPLACE WITH DRYWALL AT WALLS AMD CEILINGS; REMOVE BASEMENT PARTITIONS FORMING ROOMS AND CABINETS; REPLACE PLUMBING PIPING AND PLUMBING FIXTURES, INSTALL NEW ELECTRICAL THROUOUT, MODIFY DUCTWORK IN ATTIC..LOCATIONS: 1 RESIDENTIAL UNIT(S), 0 NON-RESIDENTIAL UNIT(S), BASEMENT, FIRST FLOOR, ATTIC. |  |  |  | 0 | No
32 | 17051210060000 | B200435330 | 7/31/2025 |  |  |  |  | 183000 |  | 1357 N ELSTON AVE | 0 |  | CHICAGO, IL |  | BLUE STAR PROPERTIES | LOW VOLTAGE/COMMUNICATION ELECTRICAL WORK. INSTALL TELEPHONE. SPECIFIC LOCATION: 1ST AND 2ND FLOORS. ¦ SPECIAL CONDITION: NO OTHER WORK. |  |  |  | 0 | No
33 | 17151010220000 | B200435331 | 8/1/2025 |  |  |  |  | 4000 |  | 37 S WABASH AVE | 0 |  | CHICAGO, IL |  | SCHOOL OF THE ART INSTITUTE OF CHICAGO (SAIC) | LOW VOLTAGE/COMMUNICATION ELECTRICAL WORK. ALTER EXISTING DATA/VIDEO. SPECIFIC LOCATION: 2ND FLOOR. ¦ SPECIAL CONDITION: NO OTHER WORK |  |  |  | 0 | No
34 | 17162410640000 | B200435336 | 7/25/2025 |  |  |  |  | 100000 |  | 400 S WELLS ST | 0 |  | CHICAGO, IL |  | JG IL LLC | LOW VOLTAGE/COMMUNICATION ELECTRICAL WORK. INSTALL AUDIO. INSTALL DATA/VIDEO. INSTALL SECURITY. SPECIFIC LOCATION: GROUND FLOOR COMMERCIAL SUITE. |  |  |  | 0 | No
35 | 17101270150000 | B200435337 | 7/28/2025 |  |  |  |  | 2000 |  | 22 E HUBBARD ST | 0 |  | CHICAGO, IL |  | 440 NORTHRIDGE GROUP, LLC | LINE VOLTAGE ELECTRICAL WORK. ALTER EXISTING SYSTEM III EMERGENCY LIGHTING. RECEPTACLE OUTLETS: 0 . LIGHTING OUTLETS: 0. SPECIFIC LOCATION: 1ST FLOOR RESTAURANT. |  |  |  | NO PIN FOUND | No
36 | 19184230220000 | B200435339 | 7/25/2025 |  |  |  |  | 17301 |  | 6208 S NORMANDY AVE | 0 |  | CHICAGO, IL |  | ROJAS CARLOS | INSTALL SOLAR PANELS ON ROOF OF PRINCIPAL BUILDING. ROOF TYPE: SLOPED (2:12 TO 5:12). INVERTER OUTPUT: 10 KW. ARRAY OUTPUT: 7.79 KW. INCLUDES 13.5 KWH ENERGY STORAGE SYSTEM. LOCATION: ROOF PLANES OF PRINCIPAL STRUCTURE. ICC DISTRIBUTED GENERATION INSTALLER CERT. #18-0817. ¦ SPECIAL CONDITION: * NEC REFERENCES TO BE OMITTED FROM DRAWINGS, ALL GENERAL ELECTRICAL NOTES SHALL REFERENCE CEC 2018. * REFER TO SOLAR (ACCESSORY) PERMIT B200435340 AND ELECTRICAL PERMIT B200435261.* UNDERGROUND RACEWAY TO BE INSPECTED BY AHJ PRIOR TO COVERING. * ALL EQUIPMENT, CONNECTORS, RACEWAYS, TAPS, MUST BE LISTED AND LABELED FOR USE. |  |  |  | 0 | Yes
37 | 19184230220000 | B200435340 | 7/25/2025 |  |  |  |  | 11848 |  | 6208 S NORMANDY AVE | 0 |  | CHICAGO, IL |  | ROJAS CARLOS | INSTALL SOLAR PANELS ON ROOF OF ACCESSORY BUILDING. ROOF TYPE: SLOPED (2:12 TO 5:12). INVERTER OUTPUT: 10 KW. ARRAY OUTPUT: 4.92 KW. INCLUDES 13.5 KWH ENERGY STORAGE SYSTEM. LOCATION: ROOF PLANES OF DETACHED STRUCTURE. ICC DISTRIBUTED GENERATION INSTALLER CERT. #18-0817. ¦ SPECIAL CONDITION: * NEC REFERENCES TO BE OMITTED FROM DRAWINGS, ALL GENERAL ELECTRICAL NOTES SHALL REFERENCE CEC 2018. * REFER TO SOLAR (PRINCIPAL) PERMIT B200435339 AND ELECTRICAL PERMIT B200435261.* UNDERGROUND RACEWAY TO BE INSPECTED BY AHJ PRIOR TO COVERING. * ALL EQUIPMENT, CONNECTORS, RACEWAYS, TAPS, MUST BE LISTED AND LABELED FOR USE. |  |  |  | 0 | Yes
38 | 19101150310000 | B200435344 | 7/25/2025 |  |  |  |  | 22917 |  | 4959 S KILPATRICK AVE | 0 |  | CHICAGO, IL |  | ROMERO JUAN | INSTALL SOLAR PANELS ON ROOF OF PRINCIPAL BUILDING. ROOF TYPE: SLOPED (2:12 TO 5:12). INVERTER OUTPUT: 10 KW. ARRAY OUTPUT: 9.43 KW. INCLUDES 13.5 KWH ENERGY STORAGE SYSTEM. LOCATION: ROOF PLANES OF PRINCIPAL STRUCTURE. ICC DISTRIBUTED GENERATION INSTALLER CERT. #18-0817. ¦ SPECIAL CONDITION: * NEC REFERENCES TO BE OMITTED FROM DRAWINGS, ALL GENERAL ELECTRICAL NOTES SHALL REFERENCE CEC 2018. * REFER TO ELECTRICAL PERMIT B200434184.* ALL EQUIPMENT, CONNECTORS, RACEWAYS, TAPS, MUST BE LISTED AND LABELED FOR USE. |  |  |  | 0 | Yes
39 | 17094030010000 | B200435346 | 8/13/2025 |  |  |  |  | 15920 |  | 222 W MERCHANDISE MART PLZ | 0 |  | CHICAGO, IL |  | MERCHANDISE MART PROPERTIES, INC. | LINE VOLTAGE ELECTRICAL WORK. REPAIR OR ALTER DEVICES ON EXISTING CIRCUITS. RECEPTACLE OUTLETS: 143 . LIGHTING OUTLETS: 0. SPECIFIC LOCATION: 5TH FLOOR. |  |  |  | NO PIN FOUND | No
40 | 19144300170000 | B200435347 | 8/13/2025 |  |  |  |  | 3000 |  | 3311 W 62ND PL | 0 |  | CHICAGO, IL |  | GUTIERREZ ONOFRE | LINE VOLTAGE ELECTRICAL WORK. NEW PERMANENT 100 AMP SERVICE DISCONNECTING MEANS WITH 1 CIRCUITS. RECEPTACLE OUTLETS: 1 . LIGHTING OUTLETS: 1. SPECIFIC LOCATION: INSIDE BASEMENT, SOUTH WALL.. |  |  |  | 0 | No
41 | 11304180230000 | B200435354 | 7/24/2025 |  |  |  |  | 1500 |  | 1938 W TOUHY AVE | 0 |  | CHICAGO, IL |  | QUINN BRIAN | LINE VOLTAGE ELECTRICAL WORK. NEW PERMANENT 200 AMP SERVICE DISCONNECTING MEANS WITH 1 CIRCUITS. RECEPTACLE OUTLETS: 1 . LIGHTING OUTLETS: 0. 13.5 KWH LITHIUM ION ENERGY STORAGE SYSTEM. SPECIFIC LOCATION: EXTERIOR WALL. |  |  |  | NO PIN FOUND | No
42 | 25043270260000 | B200435355 | 7/24/2025 |  |  |  |  | 1500 |  | 9438 S PARNELL AVE | 0 |  | CHICAGO, IL |  | PENNAMON PAMELA | LINE VOLTAGE ELECTRICAL WORK. NEW PERMANENT 100 AMP SERVICE DISCONNECTING MEANS WITH 1 CIRCUITS. RECEPTACLE OUTLETS: 1 . LIGHTING OUTLETS: 0. 13.5 KWH LITHIUM ION ENERGY STORAGE SYSTEM. SPECIFIC LOCATION: EXTERIOR WALL. |  |  |  | 0 | No
43 | 14302220370000 | B200435360 | 7/24/2025 |  |  |  |  | 16000 |  | 1821 W OAKDALE AVE | 0 |  | CHICAGO, IL |  | BINNEY CATHERINE | SCOPE: ROOF REPLACEMENT. AREA: 1800 SQ. FT. ROOF COVERING: ASPHALT SHINGLES. LOCATION: ROOF OF HOUSE. IL ROOFING CONTRACTOR LICENSE: 104020496. |  |  |  | 0 | Yes
44 | 25222220110000 | B200435365 | 8/12/2025 |  |  |  |  | 100 |  | 11325 S LANGLEY AVE | 0 |  | CHICAGO, IL |  | KIERAS MARK | LINE VOLTAGE ELECTRICAL WORK. NEW PERMANENT 200 AMP SERVICE DISCONNECTING MEANS WITH 28 CIRCUITS. RECEPTACLE OUTLETS: 80 . LIGHTING OUTLETS: 28. SPECIFIC LOCATION: ENTIRE BUILDING. ¦ SPECIAL CONDITION: NO OTHER WORK |  |  |  | NO PIN FOUND | No
45 | 17094320140000 | B200435366 | 8/5/2025 |  |  |  |  | 50000 |  | 177 N WELLS ST | 0 |  | CHICAGO, IL |  | LLC INTERPARK | CONCRETE MASONRY REPAIR / REPLACEMNT: 200SQ. FT., EXCAVATION = NO. LOCATION: PARKING GARAGE LEVEL 2,4,5,6. |  |  |  | 0 | No
46 | 17031070190000 | B200435369 | 8/3/2025 |  |  |  |  | 1000 |  | 1310 N RITCHIE CT | 0 |  | CHICAGO, IL |  | DOLYA LUCY | REPAIR OR IN-KIND REPLACEMENT OF 7 PLUMBING FIXTURES AS DESCRIBED IN PERMIT APPLICATION. INCLUDES REPAIR OR REPLACMENT OF PLUMBING PIPING. LOCATIONS: 1 RESIDENTIAL UNIT(S), 0 NON-RESIDENTIAL UNIT(S), 2 INTERIOR COMMON AREAS, KITCHEN AND BATHROOM. ¦ SPECIAL CONDITION: NO EXTERIOR WORK TO OCCUR WITH THIS APPROVAL. |  |  |  | 0 | No
47 | 26173280820000 | B200435374 | 7/28/2025 |  |  |  |  | 10000 |  | 11341 S AVENUE J | 0 |  | CHICAGO, IL |  | QUINTERO ELIAS | SCOPE: ROOF RECOVER. AREA: 1600 SQ. FT. ROOF COVERING: ASPHALT SHINGLES. LOCATION: ROOF RECOVER. IL ROOFING CONTRACTOR LICENSE: 104017132. |  |  |  | 0 | Yes
48 | 13284270010000 | B200435378 | 7/25/2025 |  |  |  |  | 10000 |  | 4854 W MONTANA ST | 0 |  | CHICAGO, IL |  | ST. GENEVIEVE CATHOLIC SCHOOL | LINE VOLTAGE ELECTRICAL WORK. REPAIR OR ALTER DEVICES ON EXISTING CIRCUITS. RECEPTACLE OUTLETS: 1 . LIGHTING OUTLETS: 0. SPECIFIC LOCATION: FIRE PUMP ROOM. |  |  |  | NO PIN FOUND | No
49 | 16272030100000 | B200435379 | 8/15/2025 |  |  |  |  | 4000 |  | 2215 S KILDARE AVE | 0 |  | CHICAGO, IL |  | PEREZ JUAN | PURPOSE: LEGALIZE UNPERMITTED WORK. WOOD FENCE - 6'-0' ' (HEIGHT) X 104'-0' ' (LENGTH). LOCATION: FENCE. |  |  |  | 0 | No
50 | 20291110080000 | B200435380 | 7/25/2025 |  |  |  |  | 100 |  | 1459 W 72ND ST | 0 |  | CHICAGO, IL |  | JIMENEZ JESUS | LINE VOLTAGE ELECTRICAL WORK. NEW PERMANENT 200 AMP SERVICE DISCONNECTING MEANS WITH 10 CIRCUITS. RECEPTACLE OUTLETS: 26 . LIGHTING OUTLETS: 14. SPECIFIC LOCATION: ENTIRE HOUSE. |  |  |  | 0 | No
51 | 11312240110000 | B200435382 | 7/24/2025 |  |  |  |  | 9600 |  | 1821 W FARWELL AVE | 0 |  | CHICAGO, IL |  | JACOB LAURA | LINE VOLTAGE ELECTRICAL WORK. NEW PERMANENT 300 AMP SERVICE DISCONNECTING MEANS WITH 22 CIRCUITS. RECEPTACLE OUTLETS: 1 . LIGHTING OUTLETS: 1. ELECTRIC VEHICLE SUPPLY EQUIPMENT:1 SPACES. SPECIFIC LOCATION: DETACHED GARAGE; BASEMENT OF HOUSE. |  |  |  | 0 | No
52 | 16144080090000 | B200435383 | 7/30/2025 |  |  |  |  | 26000 |  | 3537 W LEXINGTON ST | 0 |  | CHICAGO, IL |  | MECUM RYAN | FULL REBUILD (SAME AS EXISTING) FOR WOOD PORCH (OPEN) (QUANTITY: 1, LOCATION: REAR OF BUILDING). |  |  |  | 0 | No
53 | 16014060310000 | B200435386 | 8/19/2025 |  |  |  |  | 1800 |  | 2546 W THOMAS ST | 0 |  | CHICAGO, IL |  | MIRANDA GUADALUPE | TUCKPOINTING AND UNIT MASONRY REPAIR / REPLACEMENT: 25 SQ. FT., LINTEL QTY. 3, MAX. LENGTH 4. LOCATION: OUTSIDE. |  |  |  | NO PIN FOUND | No
54 | 13021020170000 | B200435388 | 7/24/2025 |  |  |  |  | 12500 |  | 6315 N AVERS AVE | 0 |  | CHICAGO, IL |  | SALEH ANEES | SCOPE: ROOF REPLACEMENT. AREA: 14 SQ. FT. ROOF COVERING: ASPHALT SHINGLES. LOCATION: OUTSIDE ROOF. IL ROOFING CONTRACTOR LICENSE: 104017806. |  |  |  | 0 | Yes
55 | 13271160190000 | B200435391 | 7/24/2025 |  |  |  |  | 2300 |  | 2905 N KEATING AVE | 0 |  | CHICAGO, IL |  | GROH ROBIN | PURPOSE: LEGALIZE UNPERMITTED WORK. WOOD FENCE - 6'-0' ' (HEIGHT) X 21'-0' ' (LENGTH). LOCATION: BACKYARD. |  |  |  | NO PIN FOUND | No
56 | 19122220280000 | B200435395 | 7/28/2025 |  |  |  |  | 38045 |  | 5026 S CAMPBELL AVE | 0 |  | CHICAGO, IL |  | MASSON ROSALINDA | INSTALL SOLAR PANELS ON ROOF OF PRINCIPAL BUILDING. ROOF TYPE: LOW-SLOPED (<2:12). INVERTER OUTPUT: 10 KW. ARRAY OUTPUT: 7.38 KW. INCLUDES 10 KWH ENERGY STORAGE SYSTEM. LOCATION: ROOF OF HOUSE. ICC DISTRIBUTED GENERATION INSTALLER CERT. #19-0021. ¦ SPECIAL CONDITION: * NEC REFERENCES TO BE OMITTED FROM DRAWINGS, ALL GENERAL ELECTRICAL NOTES SHALL REFERENCE CEC 2018. * REFER TO SOLAR (ACCESSORY) PERMIT B200435398.* UNDERGROUND RACEWAY TO BE INSPECTED BY AHJ PRIOR TO COVERING. * ALL EQUIPMENT, CONNECTORS, RACEWAYS, TAPS, MUST BE LISTED AND LABELED FOR USE. |  |  |  | 0 | Yes
57 | 20162120020000 | B200435397 | 8/6/2025 |  |  |  |  | 3000 |  | 5707 S WENTWORTH AVE | 0 |  | CHICAGO, IL |  | THOMAS LONNIE | TUCKPOINTING AND UNIT MASONRY REPAIR / REPLACEMENT: 400 SQ. FT., LINTEL QTY. 0, MAX. LENGTH 0. LOCATION: EXTERIOR MASONRY WALL ON SOUTH AND NORTH SIDES. |  |  |  | NO PIN FOUND | No
58 | 19122220280000 | B200435398 | 7/28/2025 |  |  |  |  | 38045 |  | 5026 S CAMPBELL AVE | 0 |  | CHICAGO, IL |  | MASSON ROSALINDA | INSTALL SOLAR PANELS ON ROOF OF ACCESSORY BUILDING. ROOF TYPE: LOW-SLOPED (<2:12). INVERTER OUTPUT: 10 KW. ARRAY OUTPUT: 4.1 KW. LOCATION: ROOF OF GARAGE. ICC DISTRIBUTED GENERATION INSTALLER CERT. #19-0021. ¦ SPECIAL CONDITION: * NEC REFERENCES TO BE OMITTED FROM DRAWINGS, ALL GENERAL ELECTRICAL NOTES SHALL REFERENCE CEC 2018. * REFER TO SOLAR (PRINCIPAL) PERMIT B200435395.* UNDERGROUND RACEWAY TO BE INSPECTED BY AHJ PRIOR TO COVERING. * ALL EQUIPMENT, CONNECTORS, RACEWAYS, TAPS, MUST BE LISTED AND LABELED FOR USE. |  |  |  | 0 | Yes
59 | 13321200200000 | B200435401 | 7/24/2025 |  |  |  |  | 13022 |  | 2117 N MELVINA AVE | 0 |  | CHICAGO, IL |  | ZAMORA LUCIA | SCOPE: ROOF REPLACEMENT. AREA: 1492 SQ. FT. ROOF COVERING: ASPHALT SHINGLES. LOCATION: ROOFING EXTERIOR. IL ROOFING CONTRACTOR LICENSE: 104.01959. |  |  |  | 0 | Yes
60 | 10313070040000 | B200435407 | 7/30/2025 |  |  |  |  | 1500 |  | 6453 N NEVA AVE | 0 |  | CHICAGO, IL |  | GRZEGORCZYK PATRYK | WRECK AND REMOVE DETACHED FRAME GARAGE, NO REPLACEMENT. LOCATIONS: 1 RESIDENTIAL UNIT(S), 0 NON-RESIDENTIAL UNIT(S), EXTERIOR WORK, DETACHED GARAGE DEMOLITION - NO REPLACEMENT. |  |  |  | 0 | Yes
61 | 26061290090000 | B200435412 | 8/19/2025 |  |  |  |  | 15000 |  | 2923 E 97TH ST | 0 |  | CHICAGO, IL |  | DUARTE JOSE | REPAIR OR IN-KIND REPLACEMENT OF 6 PLUMBING FIXTURES AS DESCRIBED IN PERMIT APPLICATION. INCLUDES REPAIR OR REPLACMENT OF PLUMBING PIPING. LOCATIONS: 2 RESIDENTIAL UNIT(S), 0 NON-RESIDENTIAL UNIT(S), BATHROOMS. |  |  |  | 0 | No
62 | 17162260050000 | B200435413 | 8/1/2025 |  |  |  |  | 85000 |  | 300 S WACKER DR | 0 |  | CHICAGO, IL |  | 300 SW PROP HOLDINGS LLC | SCOPE: NONSTRUCTURAL INTERIOR ALTERATION TO CONVERT EXISTING OFFICES TO ONE LARGE WORK AREA WITHIN EXISTING OFFICE SUITE; INCLUDES ASSOCIATED ELECTRICAL AND MECHANICAL WORK. LOCATIONS: 0 RESIDENTIAL UNIT(S), 1 NON-RESIDENTIAL UNIT(S), SUITE 1650. |  |  |  | NO PIN FOUND | No
63 | 19344050180000 | B200435422 | 7/25/2025 |  |  |  |  | 8008 |  | 8358 S KARLOV AVE | 0 |  | CHICAGO, IL |  | SMITH DONALD | INSTALL SOLAR PANELS ON ROOF OF PRINCIPAL BUILDING. ROOF TYPE: SLOPED (2:12 TO 5:12). INVERTER OUTPUT: 0.32 KW. ARRAY OUTPUT: 0.01144 KW. LOCATION: ROOFTOP. ICC DISTRIBUTED GENERATION INSTALLER CERT. #24-0198. ¦ SPECIAL CONDITION: * NEC REFERENCES TO BE OMITTED FROM DRAWINGS, ALL GENERAL ELECTRICAL NOTES SHALL REFERENCE CEC 2018. * PLEASE APPLY FOR ELECTRICAL PERMIT PRIOR TO SOLAR INSPECTION AND HAVE PRESENT ON DATE OF INSPECTION OR RISK FAILURE AS PROPOSED WORK PER ELECTRICAL DRAWING.* ALL EQUIPMENT, CONNECTORS, RACEWAYS, TAPS, MUST BE LISTED AND LABELED FOR USE. |  |  |  | 0 | Yes
64 | 13233100100000 | B200435424 | 7/29/2025 |  |  |  |  | 29500 |  | 3427 N HARDING AVE | 0 |  | CHICAGO, IL |  | DE HAAN DEREK | TUCKPOINTING AND UNIT MASONRY REPAIR / REPLACEMENT: 6000 SQ. FT., LINTEL QTY. 4, MAX. LENGTH 4. PARAPET REBUILDING: 300 SQ. FT. LOCATION: EXTERIOR MASONRY ABOVE GRADE LEVEL. |  |  |  | 0 | No
65 | 13131230080000 | B200435425 | 7/29/2025 |  |  |  |  | 7000 |  | 4535 N FRANCISCO AVE | 0 |  | CHICAGO, IL |  | HURLEY DAN | REPLACE EXTERIOR SIDING WITH CLADDING. LOCATIONS: 0 RESIDENTIAL UNIT(S), 0 NON-RESIDENTIAL UNIT(S), EXTERIOR WORK, EXTERIOR CLADDING. |  |  |  | 0 | No
66 | 25211210010000 | B200435427 | 7/25/2025 |  |  |  |  | 1500 |  | 11301 S PARNELL AVE | 0 |  | CHICAGO, IL |  | HENLY SHANNON | LINE VOLTAGE ELECTRICAL WORK. NEW PERMANENT 100 AMP SERVICE DISCONNECTING MEANS WITH 1 CIRCUITS. RECEPTACLE OUTLETS: 1 . LIGHTING OUTLETS: 0. SPECIFIC LOCATION: BASEMENT AND EXTERIOR. |  |  |  | 0 | No
67 | 17094080140000 | B200435428 | 7/25/2025 |  |  |  |  | 6850 |  | 353 N CLARK ST | 0 |  | CHICAGO, IL |  | HART 353 N CLARK LLC | LINE VOLTAGE ELECTRICAL WORK. REPAIR OR ALTER DEVICES ON EXISTING CIRCUITS. RECEPTACLE OUTLETS: 78 . LIGHTING OUTLETS: 0. SPECIFIC LOCATION: 27TH FLOOR. |  |  |  | 0 | No
68 | 17162160090000 | B200435429 | 8/7/2025 |  |  |  |  | 220000 |  | 233 S WACKER DR | 0 |  | CHICAGO, IL |  | UNITED AIRLINES | LINE VOLTAGE ELECTRICAL WORK. ADD 6 CIRCUITS TO EXISTING 208 AMP SERVICE DISCONNECTING MEANS. RECEPTACLE OUTLETS: 4 . LIGHTING OUTLETS: 6. SPECIFIC LOCATION: 14THE FLOOR OFFICE - MEETING ROOM 14401. |  |  |  | 0 | No
69 | 17102210830000 | B200435436 | 8/26/2025 |  |  |  |  | 25000 |  | 415 E NORTH WATER ST | 0 |  | CHICAGO, IL |  | JEFF MAIERS REAL ESTATE, LLC | SCOPE: NONSTRUCTURAL INTERIOR ALTERATION TO KITCHEN, REMOVE PARTITION, REWORK ELECTRICAL, PATCH SOFFIT AND WALL, REPLACE PLUMBING FIXTURES. LOCATIONS: 1 RESIDENTIAL UNIT(S), 0 NON-RESIDENTIAL UNIT(S), CONDO UNIT 2701. |  |  |  | NO PIN FOUND | No
70 | 11304180230000 | B200435437 | 7/25/2025 |  |  |  |  | 19022 |  | 1938 W TOUHY AVE | 0 |  | CHICAGO, IL |  | QUINN BRIAN | INSTALL SOLAR PANELS ON ROOF OF PRINCIPAL BUILDING. ROOF TYPE: STEEP (>5:12). INVERTER OUTPUT: 10 KW. ARRAY OUTPUT: 7.38 KW. INCLUDES 13.5 KWH ENERGY STORAGE SYSTEM. LOCATION: ROOF PLANES OF HOME. ICC DISTRIBUTED GENERATION INSTALLER CERT. #18-0817. ¦ SPECIAL CONDITION: * NEC REFERENCES TO BE OMITTED FROM DRAWINGS, ALL GENERAL ELECTRICAL NOTES SHALL REFERENCE CEC 2018. * PLEASE REFER TO ELECTRICAL PERMIT B200435354.* ALL EQUIPMENT, CONNECTORS, RACEWAYS, TAPS, MUST BE LISTED AND LABELED FOR USE. |  |  |  | NO PIN FOUND | Yes
71 | 19012030130000 | B200435450 | 7/25/2025 |  |  |  |  | 21000 |  | 2541 W 39TH PL | 0 |  | CHICAGO, IL |  | O'MEARA JOHN | SCOPE: ROOF REPLACEMENT. AREA: 1200 SQ. FT. ROOF COVERING: ASPHALT SHINGLES. LOCATION: ROOFING. IL ROOFING CONTRACTOR LICENSE: 104019083. |  |  |  | 0 | Yes
72 | 25212000100000 | B200435454 | 7/30/2025 |  |  |  |  | 6550 |  | 315 W 111TH ST | 0 |  | CHICAGO, IL |  | SONI PRAGNABEN | LINE VOLTAGE ELECTRICAL WORK. REPAIR OR ALTER DEVICES ON EXISTING CIRCUITS. RECEPTACLE OUTLETS: 4 . LIGHTING OUTLETS: 15. SPECIFIC LOCATION: SALES AREA. |  |  |  | 0 | No
73 | 17102100260000 | B200435458 | 8/1/2025 |  |  |  |  | 5200 |  | 541 N FAIRBANKS CT | 0 |  | CHICAGO, IL |  | NORTHWESTERN MEMORIAL HOSPITAL | LOW VOLTAGE/COMMUNICATION ELECTRICAL WORK. INSTALL OTHER. SPECIFIC LOCATION: 7TH FLOOR IT CLOSET. |  |  |  | 0 | No
74 | 11321180200000 | B200435459 | 7/30/2025 |  |  |  |  | 25000 |  | 6922 N LAKEWOOD AVE | 0 |  | CHICAGO, IL |  | ROSE COURT CONDO ASSOCIATION | FULL REBUILD (SAME AS EXISTING) FOR WOOD PORCH (OPEN) (QUANTITY: 1, LOCATION: REAR OF BUILDING). |  |  |  | NO PIN FOUND | No
75 | 17043030110000 | B200435461 | 7/29/2025 |  |  |  |  | 322991 |  | 1160 N LARRABEE ST | 0 |  | CHICAGO, IL |  | CHICAGO POLICE DEPARTMENT-18TH | NEW HEAT PUMP OR REFRIGERATION EQUIP., ELECTRICAL WORK UNDER THIS PERMIT = NO . LOCATIONS: 0 RESIDENTIAL UNIT(S), 1 NON-RESIDENTIAL UNIT(S), CHILLER. |  |  |  | 0 | No
76 | 20263170190000 | B200435463 | 7/30/2025 |  |  |  |  | 1400 |  | 810 E 79TH ST | 0 |  | CHICAGO, IL |  | WSHAH QUSAI | REPAIR OR IN-KIND REPLACEMENT OF 1 PLUMBING FIXTURES AS DESCRIBED IN PERMIT APPLICATION. INCLUDES REPAIR OR REPLACMENT OF PLUMBING PIPING. LOCATIONS: 0 RESIDENTIAL UNIT(S), 1 NON-RESIDENTIAL UNIT(S), EXISITNG TOILET ROOM. |  |  |  | NO PIN FOUND | No
77 | 19274080080000 | B200435464 | 7/25/2025 |  |  |  |  | 33473 |  | 4333 W 77TH PL | 0 |  | CHICAGO, IL |  | SOLSKI DAVID | NEW DETACHED WOOD FRAME GARAGE. DIMENSIONS AND SETBACKS PER APPLICATION. BUILDING OUTSIDE DIMENSIONS: 22'-0' ' X22'-0' '. HIP ROOF HEIGHT TO PEAK: 14'-0' '. |  |  |  | 0 | Yes
78 | 17094400010000 | B200435467 | 7/29/2025 |  |  |  |  | 1000 |  | 110 N WACKER DR | 0 |  | CHICAGO, IL |  | TITLEHOLDER, LLC 110 N. WACKER | LOW VOLTAGE/COMMUNICATION ELECTRICAL WORK. INSTALL DATA/VIDEO. SPECIFIC LOCATION: LOWER LEVEL. |  |  |  | 0 | No
79 | 14071150460000 | B200435468 | 7/25/2025 |  |  |  |  | 8200 |  | 2217 W FARRAGUT AVE | 0 |  | CHICAGO, IL |  | ASHLAW ANGELA | PURPOSE: NEW/REPLACEMENT INSTALLATION. VINYL/PVC FENCE - 6'-0' ' (HEIGHT) X 72'-0' ' (LENGTH). LOCATION: WESTERN SIDE OF THE PROPERTY. |  |  |  | 0 | No
80 | 16272010480000 | B200435481 | 7/25/2025 |  |  |  |  | 26030 |  | 2234 S KOLIN AVE | 0 |  | CHICAGO, IL |  | BONTEMPS ROMMEL | NEW DETACHED WOOD FRAME GARAGE. DIMENSIONS AND SETBACKS PER APPLICATION. BUILDING OUTSIDE DIMENSIONS: 20'-0' ' X20'-0' '. HIP ROOF HEIGHT TO PEAK: 13'-0' '. |  |  |  | 0 | Yes
81 | 16272010130000 | B200435482 | 7/25/2025 |  |  |  |  | 34065 |  | 2225 S KIRKLAND AVE | 0 |  | CHICAGO, IL |  | ORTIZ SAMUEL | NEW DETACHED WOOD FRAME GARAGE. DIMENSIONS AND SETBACKS PER APPLICATION. BUILDING OUTSIDE DIMENSIONS: 22'-0' ' X20'-0' '. HIP ROOF HEIGHT TO PEAK: 14'-0' '. |  |  |  | 0 | Yes
82 | 19353360570000 | B200435484 | 7/25/2025 |  |  |  |  | 37145 |  | 3805 W 86TH PL | 0 |  | CHICAGO, IL |  | ROBINSON ERICA | NEW DETACHED WOOD FRAME GARAGE. DIMENSIONS AND SETBACKS PER APPLICATION. BUILDING OUTSIDE DIMENSIONS: 22'-0' ' X22'-0' '. HIP ROOF HEIGHT TO PEAK: 13'-0' '. |  |  |  | 0 | Yes
83 | 16161100420000 | B200435486 | 7/25/2025 |  |  |  |  | 48260 |  | 5336 W JACKSON BLVD | 0 |  | CHICAGO, IL |  | COLLIER MARY | NEW DETACHED WOOD FRAME GARAGE. DIMENSIONS AND SETBACKS PER APPLICATION. BUILDING OUTSIDE DIMENSIONS: 24'-0' ' X24'-0' '. HIP ROOF HEIGHT TO PEAK: 13'-0' '. |  |  |  | 0 | Yes
84 | 17153030020000 | B200435499 | 7/28/2025 |  |  |  |  | 100 |  | 725 S WABASH AVE | 0 |  | CHICAGO, IL |  | HILTON CHICAGO | LINE VOLTAGE ELECTRICAL WORK. REPAIR OR ALTER DEVICES ON EXISTING CIRCUITS. RECEPTACLE OUTLETS: 1 . LIGHTING OUTLETS: 1. SPECIFIC LOCATION: HILTON CHICAGO& TOWERS. |  |  |  | NO PIN FOUND | No
85 | 17094050040000 | B200435508 | 7/28/2025 |  |  |  |  | 782182 |  | 300 N LA SALLE DR | 0 |  | CHICAGO, IL |  | CBRE, INC | LOW VOLTAGE/COMMUNICATION ELECTRICAL WORK. INSTALL DATA/VIDEO. SPECIFIC LOCATION: 6TH AND 7TH FLOOR. |  |  |  | NO PIN FOUND | No
86 | 16054230080000 | B200435512 | 7/31/2025 |  |  |  |  | 23204 |  | 941 N PARKSIDE AVE | 0 |  | CHICAGO, IL |  | NELSON CAROLYN | LINE VOLTAGE ELECTRICAL WORK. NEW TEMPORARY 200 AMP SERVICE DISCONNECTING MEANS WITH 26 CIRCUITS. RECEPTACLE OUTLETS: 1 . LIGHTING OUTLETS: 0. SPECIFIC LOCATION: UNIT 1, UNIT 2, BASEMENT. |  |  |  | 0 | No
87 | 17324130360000 | B200435513 | 8/4/2025 |  |  |  |  | 24091 |  | 832 W 37TH PL | 0 |  | CHICAGO, IL |  | SERGEL MICHELLE | INSTALL SOLAR PANELS ON ROOF OF PRINCIPAL BUILDING. ROOF TYPE: SLOPED (2:12 TO 5:12). INVERTER OUTPUT: 7.608 KW. ARRAY OUTPUT: 0.01066 KW. LOCATION: ROOF SOLAR. ICC DISTRIBUTED GENERATION INSTALLER CERT. #23-0387. ¦ SPECIAL CONDITION: * NEC REFERENCES TO BE OMITTED FROM DRAWINGS, ALL GENERAL ELECTRICAL NOTES SHALL REFERENCE CEC 2018. * ALL EQUIPMENT, CONNECTORS, RACEWAYS, TAPS, MUST BE LISTED AND LABELED FOR USE. |  |  |  | 0 | Yes
88 | 25282130180000 | B200435522 | 7/31/2025 |  |  |  |  | 14980 |  | 12000 S PERRY AVE | 0 |  | CHICAGO, IL |  | CHI FNF LLC | REPAIR OR IN-KIND REPLACEMENT OF 7 PLUMBING FIXTURES AS DESCRIBED IN PERMIT APPLICATION. REPAIR OR IN-KIND REPLACEMENT OF HOT WATER HEATER(S). INCLUDES REPAIR OR REPLACMENT OF PLUMBING PIPING. INCLUDES REPAIR OR REPLACEMENT OF PLUMBING RISERS IN EXISTING CHASES. LOCATIONS: 1 RESIDENTIAL UNIT(S), 0 NON-RESIDENTIAL UNIT(S), BASEMENT, 1ST FLOOR AND 2ND FLOOR. |  |  |  | 0 | No
89 | 14292040010000 | B200435524 | 7/25/2025 |  |  |  |  | 12400 |  | 953 W BELMONT AVE | 0 |  | CHICAGO, IL |  | MICO, INC. | TUCKPOINTING AND UNIT MASONRY REPAIR / REPLACEMENT: 200 SQ. FT., LINTEL QTY. 0, MAX. LENGTH 0. LOCATION: BACK FACADE. |  |  |  | 0 | No
90 | 25084100410000 | B200435527 | 7/25/2025 |  |  |  |  | 1500 |  | 10054 S CARPENTER ST | 0 |  | CHICAGO, IL |  | HEARD MITCHELL | LINE VOLTAGE ELECTRICAL WORK. NEW PERMANENT 200 AMP SERVICE DISCONNECTING MEANS WITH 1 CIRCUITS. RECEPTACLE OUTLETS: 1 . LIGHTING OUTLETS: 0. 13.5 KWH LITHIUM ION ENERGY STORAGE SYSTEM. SPECIFIC LOCATION: EXTERIOR WALL. |  |  |  | 0 | No
91 | 20032200080000 | B200435531 | 8/8/2025 |  |  |  |  | 42830 |  | 4223 S DR MARTIN LUTHER KING JR DR | 0 |  | CHICAGO, IL |  | WASHINGTON ALANNA | TUCKPOINTING AND UNIT MASONRY REPAIR / REPLACEMENT: 300 SQ. FT., LINTEL QTY. 0, MAX. LENGTH 0. PARAPET REBUILDING: 200 SQ. FT. LOCATION: FRONT FACADE, SOUTH ELEVATION. |  |  |  | NO PIN FOUND | No
92 | 13191100450000 | B200435532 | 7/25/2025 |  |  |  |  | 1500 |  | 3837 N NEVA AVE | 0 |  | CHICAGO, IL |  | MOSQUERA MARY ANN | LINE VOLTAGE ELECTRICAL WORK. NEW PERMANENT 200 AMP SERVICE DISCONNECTING MEANS WITH 1 CIRCUITS. RECEPTACLE OUTLETS: 1 . LIGHTING OUTLETS: 0. 13.5 KWH LITHIUM ION ENERGY STORAGE SYSTEM. SPECIFIC LOCATION: EXTERIOR WALL. |  |  |  | 0 | No
93 | 19251020300000 | B200435534 | 7/25/2025 |  |  |  |  | 1500 |  | 7130 S WHIPPLE ST | 0 |  | CHICAGO, IL |  | MADRIGAL MARIA | LINE VOLTAGE ELECTRICAL WORK. NEW PERMANENT 100 AMP SERVICE DISCONNECTING MEANS WITH 1 CIRCUITS. RECEPTACLE OUTLETS: 1 . LIGHTING OUTLETS: 0. 13.5 KWH LITHIUM ION ENERGY STORAGE SYSTEM. SPECIFIC LOCATION: EXTERIOR WALL. |  |  |  | 0 | No
94 | 17221010430000 | B200435541 | 8/12/2025 |  |  |  |  | 18431 |  | 1250 S MICHIGAN AVE | 0 |  | CHICAGO, IL |  | SPERRY COURTNEY | SCOPE: NONSTRUCTURAL INTERIOR WORK: REPAIR/REPLACE DRYWALL. ENGINEERED WOOD FLOORING REPLACEMENT. LOCATIONS: 1 RESIDENTIAL UNIT(S), 0 NON-RESIDENTIAL UNIT(S), WATER DAMAGE REPAIRS TO UNIT 901. |  |  |  | 0 | No
95 | 16124070810000 | B200435553 | 8/15/2025 |  |  |  |  | 129569 |  | 259 N CALIFORNIA AVE | 0 |  | CHICAGO, IL |  | AYALYTICAL INSTRUMENTS INC. | SCOPE: ROOF REPLACEMENT. AREA: 12800 SQ. FT. ROOF COVERING: OTHER. LOCATION: ROOF TOP. IL ROOFING CONTRACTOR LICENSE: 104007295. |  |  |  | 0 | Yes
96 | 25152280320000 | B200435556 | 8/3/2025 |  |  |  |  | 1500 |  | 10663 S CHAMPLAIN AVE | 0 |  | CHICAGO, IL |  | PLUS INVESTMENTS LLC | LINE VOLTAGE ELECTRICAL WORK. REPAIR OR ALTER DEVICES ON EXISTING CIRCUITS. RECEPTACLE OUTLETS: 3 . LIGHTING OUTLETS: 7. SPECIFIC LOCATION: KITCHEN, LIVING ROOM, BEDROOMS, BATHROOMS. ¦ SPECIAL CONDITION: NO OTHER WORK |  |  |  | 0 | No
97 | 13144070150000 | B200435557 | 8/6/2025 |  |  |  |  | 3800 |  | 4307 N SAWYER AVE | 0 |  | CHICAGO, IL |  | CLARK KENNEDY | LINE VOLTAGE ELECTRICAL WORK. NEW PERMANENT 200 AMP SERVICE DISCONNECTING MEANS WITH 1 CIRCUITS. RECEPTACLE OUTLETS: 1 . LIGHTING OUTLETS: 1. SPECIFIC LOCATION: BASEMENT,REAR EXTERIOR. |  |  |  | 0 | No
98 | 17094400010000 | B200435559 | 7/28/2025 |  |  |  |  | 2500 |  | 110 N WACKER DR | 0 |  | CHICAGO, IL |  | LLC 110 NORTH WACKER TITLEHOLDER | LOW VOLTAGE/COMMUNICATION ELECTRICAL WORK. INSTALL AUDIO. SPECIFIC LOCATION: UNIT LL100. |  |  |  | 0 | No
99 | 19232130170000 | B200435560 | 7/29/2025 |  |  |  |  | 20712 |  | 3403 W 64TH PL | 0 |  | CHICAGO, IL |  | TABORDA CARDONA LUZ ADRIANA | INSTALL SOLAR PANELS ON ROOF OF PRINCIPAL BUILDING. ROOF TYPE: STEEP (>5:12). INVERTER OUTPUT: 5.85 KW. ARRAY OUTPUT: 7.65 KW. LOCATION: ROOF OF PRINCIPAL BUILDING AND DETACHED GARAGE. ICC DISTRIBUTED GENERATION INSTALLER CERT. #24-0450. ¦ SPECIAL CONDITION: * NEC REFERENCES TO BE OMITTED FROM DRAWINGS, ALL GENERAL ELECTRICAL NOTES SHALL REFERENCE CEC 2018. * REFER TO SOLAR (ACCESSORY) PERMIT B200435681.* UNDERGROUND RACEWAY TO BE INSPECTED BY AHJ PRIOR TO COVERING. * ALL EQUIPMENT, CONNECTORS, RACEWAYS, TAPS, ETC... MUST BE LISTED AND LABELED FOR USE. |  |  |  | 0 | Yes
100 | 19222000400000 | B200435562 | 8/7/2025 |  |  |  |  | 5000 |  | 6358 S KOLIN AVE | 0 |  | CHICAGO, IL |  | PULE PATRICIA | TUCKPOINTING AND UNIT MASONRY REPAIR / REPLACEMENT: 400 SQ. FT., LINTEL QTY. 0, MAX. LENGTH 0. LOCATION: EXTERIOR WALLS /MASONRY. |  |  |  | 0 | No
101 | 24134070220000 | B200435571 | 7/26/2025 |  |  |  |  | 7000 |  | 10702 S WESTERN AVE | 0 |  | CHICAGO, IL |  | T3H GROUP INC | TUCKPOINTING AND UNIT MASONRY REPAIR / REPLACEMENT: 200 SQ. FT., LINTEL QTY. 0, MAX. LENGTH 0. LOCATION: NORTH WALL OF BULDING AND THE CHEMNEY. |  |  |  | 0 | No
102 | 24131030200000 | B200435572 | 7/26/2025 |  |  |  |  | 2260 |  | 10341 S WHIPPLE ST | 0 |  | CHICAGO, IL |  | MILLER SANDRA | LINE VOLTAGE ELECTRICAL WORK. REPAIR OR ALTER DEVICES ON EXISTING CIRCUITS. RECEPTACLE OUTLETS: 2 . LIGHTING OUTLETS: 1. SPECIFIC LOCATION: KITCHEN. |  |  |  | 0 | No
103 | 14283090310000 | B200435573 | 7/26/2025 |  |  |  |  | 1650 |  | 2740 N PINE GROVE AVE | 0 |  | CHICAGO, IL |  | DOBOSZ TESS | LINE VOLTAGE ELECTRICAL WORK. REPAIR OR ALTER DEVICES ON EXISTING CIRCUITS. RECEPTACLE OUTLETS: 2 . LIGHTING OUTLETS: 0. SPECIFIC LOCATION: KITCHEN, UNIT 6E. |  |  |  | NO PIN FOUND | No
104 | 17294110240000 | B200435588 | 7/30/2025 |  |  |  |  | 16000 |  | 2855 S KEELEY ST | 0 |  | CHICAGO, IL |  | ECHEVARRIA SAMUEL | TUCKPOINTING AND UNIT MASONRY REPAIR / REPLACEMENT: 1500 SQ. FT., LINTEL QTY. 3, MAX. LENGTH 5. LOCATION: FRONT. |  |  |  | NO PIN FOUND | No
105 | 17161200090000 | B200435595 | 8/4/2025 |  |  |  |  | 88000 |  | 320 S CANAL ST | 0 |  | CHICAGO, IL |  | EQUINIX LLC | LOW VOLTAGE/COMMUNICATION ELECTRICAL WORK. INSTALL OTHER. SPECIFIC LOCATION: 46TH FLOOR. |  |  |  | NO PIN FOUND | No
106 | 16223120040000 | B200435596 | 7/30/2025 |  |  |  |  | 4700 |  | 1804 S KILBOURN AVE | 0 |  | CHICAGO, IL |  | MONAGHAN BRIAN E | SCOPE: ROOF REPAIR. AREA: 300 SQ. FT. ROOF COVERING: OTHER. LOCATION: SOUTH WEST VALLEY AREA.. IL ROOFING CONTRACTOR LICENSE: 104015740. |  |  |  | 0 | Yes
107 | 10361070180000 | B200435598 | 7/27/2025 |  |  |  |  | 1500 |  | 2901 W GREENLEAF AVE | 0 |  | CHICAGO, IL |  | WULKAN AHRON | LINE VOLTAGE ELECTRICAL WORK. NEW TEMPORARY 60 AMP SERVICE DISCONNECTING MEANS WITH 2 CIRCUITS. RECEPTACLE OUTLETS: 2 . LIGHTING OUTLETS: 0. SPECIFIC LOCATION: TEMPORARY SERVICE IN BACKYARD. |  |  |  | 0 | No
108 | 13212030180000 | B200435603 | 8/8/2025 |  |  |  |  | 500 |  | 4838 W DAKIN ST | 0 |  | CHICAGO, IL |  | PLAMBECK RICH | LIMITED REPAIR (25% OR LESS) FOR WOOD PORCH (OPEN) (QUANTITY: 1, LOCATION: FRONT OF BUILDING). LANDING: 90 SQUARE FEET. LANDING NOT MORE THAN 6 FEET ABOVE GROUND. ACCESSORY BUILDING. |  |  |  | NO PIN FOUND | No
109 | 16233110290000 | B200435605 | 7/28/2025 |  |  |  |  | 3500 |  | 1810 S HAMLIN AVE | 0 |  | CHICAGO, IL |  | COSTEA IOAN | LINE VOLTAGE ELECTRICAL WORK. REPAIR OR ALTER DEVICES ON EXISTING CIRCUITS. RECEPTACLE OUTLETS: 45 . LIGHTING OUTLETS: 12. SPECIFIC LOCATION: FIRST , SECOND AND THIRD FLOOR. |  |  |  | 0 | No
110 | 16161130450000 | B200435607 | 7/28/2025 |  |  |  |  | 10000 |  | 5330 W GLADYS AVE | 0 |  | CHICAGO, IL |  | BRUNDAGE DUSHAUNE | IN-KIND REPLACEMENT OF EXTERIOR WINDOWS AND DOORS IN EXISTING OPENINGS. REPLACEMENT WINDOWS: 5; REPLACEMENT SKYLIGHTS: 0; REPLACEMENT DOORS: 2. AFFECTS: 1 RESIDENTIAL UNIT(S), 0 NON-RESIDENTIAL UNIT(S), LOCATION: 1ST FLOOR EXTERIOR DOORS, 2ND FLOOR WINDOWS. |  |  |  | 0 | No
111 | 25012120860000 | B200435608 | 7/28/2025 |  |  |  |  | 10000 |  | 2200 E 89TH ST | 0 |  | CHICAGO, IL |  | THOMPSON SHARON | IN-KIND REPLACEMENT OF EXTERIOR WINDOWS AND DOORS IN EXISTING OPENINGS. REPLACEMENT WINDOWS: 18; REPLACEMENT SKYLIGHTS: 0; REPLACEMENT DOORS: 1. AFFECTS: 1 RESIDENTIAL UNIT(S), 0 NON-RESIDENTIAL UNIT(S), LOCATION: DOORS AND WINDOWS. |  |  |  | NO PIN FOUND | No
112 | 13064020170000 | B200435610 | 7/29/2025 |  |  |  |  | 25000 |  | 5916 N NAVARRE AVE | 0 |  | CHICAGO, IL |  | GIANFORTUNE MICHAEL | NEW DETACHED WOOD FRAME GARAGE. DIMENSIONS AND SETBACKS PER APPLICATION. BUILDING OUTSIDE DIMENSIONS: 30'-0' ' X19'-0' '. GABLE ROOF HEIGHT TO PEAK: 15'-0' '. |  |  |  | 0 | Yes
113 | 14291230270000 | B200435611 | 7/30/2025 |  |  |  |  | 6000 |  | 1226 W GEORGE ST | 0 |  | CHICAGO, IL |  | ANDREEA L. YAO REVOCABLE TRUST | REPAIR OR IN-KIND REPLACEMENT OF 4 PLUMBING FIXTURES AS DESCRIBED IN PERMIT APPLICATION. INCLUDES REPAIR OR REPLACMENT OF PLUMBING PIPING. LOCATIONS: 1 RESIDENTIAL UNIT(S), 0 NON-RESIDENTIAL UNIT(S), 2ND.FL. MASTER BATH - PLUMBING WORK. |  |  |  | 0 | No
114 | 19231120020000 | B200435613 | 8/5/2025 |  |  |  |  | 15000 |  | 6439 S PULASKI RD | 0 |  | CHICAGO, IL |  | JAIMES HAROLD | LINE VOLTAGE ELECTRICAL WORK. NEW PERMANENT 200 AMP SERVICE DISCONNECTING MEANS WITH 42 CIRCUITS. RECEPTACLE OUTLETS: 1 . LIGHTING OUTLETS: 1. SPECIFIC LOCATION: TENANT BUILD-OUT. |  |  |  | 0 | No
115 | 19231120020000 | B200435617 | 8/6/2025 |  |  |  |  | 2500 |  | 6439 S PULASKI RD | 0 |  | CHICAGO, IL |  | JAIMES HAROLD | LOW VOLTAGE/COMMUNICATION ELECTRICAL WORK. INSTALL DATA/VIDEO. SPECIFIC LOCATION: INTERIOR BUILD-OUT. |  |  |  | 0 | No
116 | 13333271720000 | B200435622 | 7/28/2025 |  |  |  |  | 17950 |  | 5339 W GALEWOOD AVE | 0 |  | CHICAGO, IL |  | HERNANDEZ YVONNE | SCOPE: ROOF REPLACEMENT. AREA: 1330 SQ. FT. ROOF COVERING: MINERAL - SURFACED ROLL ROOFING. LOCATION: UNIT B. IL ROOFING CONTRACTOR LICENSE: 104019815. |  |  |  | NO PIN FOUND | Yes
117 | 13281020390000 | B200435623 | 7/29/2025 |  |  |  |  | 26973 |  | 5436 W BARRY AVE | 0 |  | CHICAGO, IL |  | NA BANKFINANCIAL | SCOPE: ROOF RECOVER. AREA: 3300 SQ. FT. ROOF COVERING: MINERAL - SURFACED ROLL ROOFING. LOCATION: ROOF WORK. IL ROOFING CONTRACTOR LICENSE: 104004960. |  |  |  | 0 | Yes
118 | 20102090270000 | B200435624 | 7/30/2025 |  |  |  |  | 24619 |  | 4834 S FORRESTVILLE AVE | 0 |  | CHICAGO, IL |  | TAYLOR RONALD | INSTALL SOLAR PANELS ON ROOF OF PRINCIPAL BUILDING. ROOF TYPE: LOW-SLOPED (<2:12). INVERTER OUTPUT: 7.6 KW. ARRAY OUTPUT: 8.1 KW. INCLUDES 10 KWH ENERGY STORAGE SYSTEM. LOCATION: ROOF OF HOUSE. ICC DISTRIBUTED GENERATION INSTALLER CERT. #19-0021. ¦ SPECIAL CONDITION: * NEC REFERENCES TO BE OMITTED FROM DRAWINGS, ALL GENERAL ELECTRICAL NOTES SHALL REFERENCE CEC 2018. * ALL EQUIPMENT, CONNECTORS, RACEWAYS, TAPS, MUST BE LISTED AND LABELED FOR USE. |  |  |  | 0 | Yes
119 | 25052120210000 | B200435627 | 8/20/2025 |  |  |  |  | 100 |  | 8800 S MORGAN ST | 0 |  | CHICAGO, IL |  | LYNCH TARA | LINE VOLTAGE ELECTRICAL WORK. NEW PERMANENT 100 AMP SERVICE DISCONNECTING MEANS WITH 1 CIRCUITS. RECEPTACLE OUTLETS: 1 . LIGHTING OUTLETS: 1. SPECIFIC LOCATION: BASEMENT AND REAR. |  |  |  | 0 | No
120 | 17103110090000 | B200435628 | 7/31/2025 |  |  |  |  | 45000 |  | 25 E WASHINGTON ST | 0 |  | CHICAGO, IL |  | 25 EAST WASHINGTON ASSOCIATES, LP | LOW VOLTAGE/COMMUNICATION ELECTRICAL WORK. INSTALL SECURITY. SPECIFIC LOCATION: 7TH FLOOR IN THE AMENITY AREA. ¦ SPECIAL CONDITION: NO OTHER WORK |  |  |  | 0 | No
121 | 19353370650000 | B200435631 | 7/30/2025 |  |  |  |  | 4000 |  | 3712 W 87TH ST | 0 |  | CHICAGO, IL |  | TARBELL JOSE | IN-KIND REPLACEMENT OF EXTERIOR WINDOWS AND DOORS IN EXISTING OPENINGS. REPLACEMENT WINDOWS: 10; REPLACEMENT SKYLIGHTS: 0; REPLACEMENT DOORS: 2. AFFECTS: 1 RESIDENTIAL UNIT(S), 0 NON-RESIDENTIAL UNIT(S), LOCATION: EXTERIOR FAÇADE MILLWORK, REPLACING DAMAGE SIDING. |  |  |  | 0 | No
122 | 17343230300000 | B200435632 | 7/31/2025 |  |  |  |  | 3000 |  | 3847 S MICHIGAN AVE | 0 |  | CHICAGO, IL |  | GORDON CARMELLA | FULL REBUILD (SAME AS EXISTING) FOR WOOD PORCH (OPEN) (QUANTITY: 1, LOCATION: REAR OF BUILDING). LANDING: 21 SQUARE FEET. LANDING NOT MORE THAN 6 FEET ABOVE GROUND. |  |  |  | 0 | No
123 | 09361050880000 | B200435634 | 7/28/2025 |  |  |  |  | 2000 |  | 7026 N ORIOLE AVE | 0 |  | CHICAGO, IL |  | KAPITAL ELECTRIC CO., INC | LINE VOLTAGE ELECTRICAL WORK. ADD 1 CIRCUITS TO EXISTING 200 AMP SERVICE DISCONNECTING MEANS. RECEPTACLE OUTLETS: 1 . LIGHTING OUTLETS: 0. ELECTRIC VEHICLE SUPPLY EQUIPMENT:1 SPACES. SPECIFIC LOCATION: GARAGE. |  |  |  | 0 | No
124 | 17081180210000 | B200435635 | 7/28/2025 |  |  |  |  | 800 |  | 1342 W OHIO ST | 0 |  | CHICAGO, IL |  | EZMB LLC | LINE VOLTAGE ELECTRICAL WORK. NEW TEMPORARY 100 AMP SERVICE DISCONNECTING MEANS WITH 2 CIRCUITS. RECEPTACLE OUTLETS: 1 . LIGHTING OUTLETS: 1. SPECIFIC LOCATION: TEMP SERVICE INSTALLATION. |  |  |  | 0 | No
125 | 17311040410000 | B200435637 | 7/28/2025 |  |  |  |  | 3750 |  | 3304 S OAKLEY AVE | 0 |  | CHICAGO, IL |  | KAPITAL ELECTRIC CO., INC | LINE VOLTAGE ELECTRICAL WORK. ADD 1 CIRCUITS TO EXISTING 100 AMP SERVICE DISCONNECTING MEANS. RECEPTACLE OUTLETS: 1 . LIGHTING OUTLETS: 0. ELECTRIC VEHICLE SUPPLY EQUIPMENT:1 SPACES. SPECIFIC LOCATION: GARAGE. |  |  |  | 0 | No
126 | 20041210190000 | B200435638 | 8/15/2025 |  |  |  |  | 45210 |  | 521 W ROOT ST | 0 |  | CHICAGO, IL |  | DON JUN | INSTALL SOLAR PANELS ON ROOF OF PRINCIPAL BUILDING. ROOF TYPE: SLOPED (2:12 TO 5:12). INVERTER OUTPUT: 11.5 KW. ARRAY OUTPUT: 1.04351 KW. INCLUDES 13.5 KWH ENERGY STORAGE SYSTEM. LOCATION: EXTERIOR REAR EAST AND SOUTH SIDE OF HOME. ICC DISTRIBUTED GENERATION INSTALLER CERT. #18-0853. ¦ SPECIAL CONDITION: * NEC REFERENCES TO BE OMITTED FROM DRAWINGS, ALL GENERAL ELECTRICAL NOTES SHALL REFERENCE CEC 2018. * ALL EQUIPMENT, CONNECTORS, RACEWAYS, TAPS, MUST BE LISTED AND LABELED FOR USE. |  |  |  | 0 | Yes
127 | 14294160900000 | B200435639 | 8/19/2025 |  |  |  |  | 3516 |  | 870 W LILL AVE | 0 |  | CHICAGO, IL |  | KAPITAL ELECTRIC CO., INC | LINE VOLTAGE ELECTRICAL WORK. ADD 1 CIRCUITS TO EXISTING 100 AMP SERVICE DISCONNECTING MEANS. RECEPTACLE OUTLETS: 1 . LIGHTING OUTLETS: 0. SPECIFIC LOCATION: GARAGE. |  |  |  | 0 | No
128 | 26063000310000 | B200435641 | 7/28/2025 |  |  |  |  | 10000 |  | 9120 S PHILLIPS AVE | 0 |  | CHICAGO, IL |  | DOWD WINIFRED | SCOPE: ROOF RECOVER. AREA: 1600 SQ. FT. ROOF COVERING: ASPHALT SHINGLES. LOCATION: ROOF RECOVER. IL ROOFING CONTRACTOR LICENSE: 104017132. |  |  |  | 0 | Yes
129 | 14203280460000 | B200435642 | 8/8/2025 |  |  |  |  | 20000 |  | 1500 W BELMONT AVE | 0 |  | CHICAGO, IL |  | PARNELL CAROL | REPAIR (26% TO 50%) FOR CONCRETE EXTERIOR STAIRWAY (QUANTITY: 1, LOCATION: EAST SIDE OF BUILDING). LANDING: 67 SQUARE FEET. LANDING NOT MORE THAN 6 FEET ABOVE GROUND. INCIDENTAL ELECTRICAL WORK UNDER THIS PERMIT. CONCRETE WORK. ROOF: REBUILD. IL ROOFING CONTRACTOR LICENSE #104012900. |  |  |  | 0 | Yes
130 | 24113010070000 | B200435643 | 7/28/2025 |  |  |  |  | 21675 |  | 10209 S SPRINGFIELD AVE | 0 |  | CHICAGO, IL |  | DAVIS JERRY | SCOPE: ROOF REPLACEMENT. AREA: 2975 SQ. FT. ROOF COVERING: ASPHALT SHINGLES. LOCATION: HOUSE AND DETACHED GARAGE TEAR OFF AND RE-ROOF. IL ROOFING CONTRACTOR LICENSE: 104018969. |  |  |  | 0 | Yes
131 | 25031300290000 | B200435644 | 7/31/2025 |  |  |  |  | 3000 |  | 51 E 89TH ST | 0 |  | CHICAGO, IL |  | HARRIS SONYA | LIMITED REPAIR (25% OR LESS) FOR WOOD PORCH (OPEN) (QUANTITY: 1, LOCATION: REAR OF BUILDING). LANDING: 24 SQUARE FEET. LANDING NOT MORE THAN 6 FEET ABOVE GROUND. |  |  |  | 0 | No
132 | 14324030920000 | B200435645 | 8/4/2025 |  |  |  |  | 4040 |  | 1900 N SHEFFIELD AVE | 0 |  | CHICAGO, IL |  | KAPITAL ELECTRIC CO., INC | LINE VOLTAGE ELECTRICAL WORK. ADD 1 CIRCUITS TO EXISTING 125 AMP SERVICE DISCONNECTING MEANS. RECEPTACLE OUTLETS: 1 . LIGHTING OUTLETS: 0. ELECTRIC VEHICLE SUPPLY EQUIPMENT:1 SPACES. SPECIFIC LOCATION: GARAGE. |  |  |  | NO PIN FOUND | No
133 | 16111070320000 | B200435646 | 7/30/2025 |  |  |  |  | 2500 |  | 710 N CENTRAL PARK AVE | 0 |  | CHICAGO, IL |  | TOWNSEND KIMBERLY | LINE VOLTAGE ELECTRICAL WORK. NEW PERMANENT 200 AMP SERVICE DISCONNECTING MEANS WITH 1 CIRCUITS. RECEPTACLE OUTLETS: 1 . LIGHTING OUTLETS: 0. SPECIFIC LOCATION: EXTERIOR OF BUILDING, BASEMENT. |  |  |  | 0 | No
134 | 13093290010000 | B200435647 | 7/29/2025 |  |  |  |  | 5000 |  | 4822 N LONG AVE | 0 |  | CHICAGO, IL |  | CHICAGO SPECIAL EVENTS MANAGEMENT | LINE VOLTAGE ELECTRICAL WORK. NEW PERMANENT 100 AMP SERVICE DISCONNECTING MEANS WITH 1 CIRCUITS. NEW PERMANENT 100 AMP SERVICE DISCONNECTING MEANS WITH 1 CIRCUITS. NEW PERMANENT 100 AMP SERVICE DISCONNECTING MEANS WITH 1 CIRCUITS. RECEPTACLE OUTLETS: 1 . LIGHTING OUTLETS: 0. SPECIFIC LOCATION: FRONT. |  |  |  | NO PIN FOUND | No
135 | 20202220410000 | B200435648 | 7/29/2025 |  |  |  |  | 1000 |  | 840 W 66TH ST | 0 |  | CHICAGO, IL |  | INVESTMENT PROPERTY 10, LLC | REPAIR OR IN-KIND REPLACEMENT OF 0 PLUMBING FIXTURES AS DESCRIBED IN PERMIT APPLICATION. INCLUDES REPAIR OR REPLACMENT OF PLUMBING PIPING. LOCATIONS: 0 RESIDENTIAL UNIT(S), 0 NON-RESIDENTIAL UNIT(S), 1 INTERIOR COMMON AREAS, PROVIDE FL. DRAIN W/METALIC STRAINER. |  |  |  | 0 | No
136 | 14191060250000 | B200435650 | 7/29/2025 |  |  |  |  | 6480 |  | 3928 N SEELEY AVE | 0 |  | CHICAGO, IL |  | KRC MICHAEL | INSTALL SOLAR PANELS ON ROOF OF PRINCIPAL BUILDING. ROOF TYPE: STEEP (>5:12). INVERTER OUTPUT: 5.12 KW. ARRAY OUTPUT: 6.48 KW. LOCATION: ROOFTOP OF HOME. ICC DISTRIBUTED GENERATION INSTALLER CERT. #18-0495. ¦ SPECIAL CONDITION: * NEC REFERENCES TO BE OMITTED FROM DRAWINGS, ALL GENERAL ELECTRICAL NOTES SHALL REFERENCE CEC 2018. * ALL EQUIPMENT, CONNECTORS, RACEWAYS, TAPS, MUST BE LISTED AND LABELED FOR USE. |  |  |  | 0 | Yes
137 | 17064340220000 | B200435651 | 8/8/2025 |  |  |  |  | 500 |  | 858 N WOLCOTT AVE | 0 |  | CHICAGO, IL |  | BARTELS AARON | REPAIR OR IN-KIND REPLACEMENT OF 3 PLUMBING FIXTURES AS DESCRIBED IN PERMIT APPLICATION. LOCATIONS: 3 RESIDENTIAL UNIT(S), 0 NON-RESIDENTIAL UNIT(S), WORK ON FIRST, 2ND AND 3RD FLOOR. ¦ SPECIAL CONDITION: NO EXTERIOR WORK TO OCCUR WITH THIS APPROVAL. |  |  |  | 0 | No
138 | 13212310290000 | B200435653 | 7/31/2025 |  |  |  |  | 2000 |  | 3612 N CICERO AVE | 0 |  | CHICAGO, IL |  | SCHIOPU FLAVIUS | LINE VOLTAGE ELECTRICAL WORK. NEW TEMPORARY 100 AMP SERVICE DISCONNECTING MEANS WITH 20 CIRCUITS. RECEPTACLE OUTLETS: 1 . LIGHTING OUTLETS: 1. SPECIFIC LOCATION: TEMP SERVICE. |  |  |  | 0 | No
139 | 19171280100000 | B200435661 | 7/28/2025 |  |  |  |  | 700 |  | 5829 S MELVINA AVE | 0 |  | CHICAGO, IL |  | DOMINGUEZ DANTE | LINE VOLTAGE ELECTRICAL WORK. NEW PERMANENT 225 AMP SERVICE DISCONNECTING MEANS WITH 1 CIRCUITS. RECEPTACLE OUTLETS: 1 . LIGHTING OUTLETS: 0. 13.5 KWH LITHIUM ION ENERGY STORAGE SYSTEM. SPECIFIC LOCATION: EXTERIOR WALL, SERVICE CONDUCTORS, METER, PANEL. |  |  |  | 0 | No
140 | 14293050590000 | B200435662 | 7/29/2025 |  |  |  |  | 29780 |  | 2755 N LAKEWOOD AVE | 0 |  | CHICAGO, IL |  | PRAIRIE SHORES MANAGEMENT | TUCKPOINTING AND UNIT MASONRY REPAIR / REPLACEMENT: 500 SQ. FT., LINTEL QTY. 0, MAX. LENGTH 0. LOCATION: EXTERIOR FACADE - SOUTH ELEVATION. |  |  |  | NO PIN FOUND | No
141 | 20211140250000 | B200435663 | 7/31/2025 |  |  |  |  | 4000 |  | 6454 S STEWART AVE | 0 |  | CHICAGO, IL |  | JONES LAVON | LIMITED REPAIR (25% OR LESS) FOR WOOD PORCH (OPEN) (QUANTITY: 1, LOCATION: REAR OF BUILDING). LANDING: 140 SQUARE FEET. LANDING NOT MORE THAN 6 FEET ABOVE GROUND. |  |  |  | 0 | No
142 | 25152280320000 | B200435665 | 8/2/2025 |  |  |  |  | 350 |  | 10663 S CHAMPLAIN AVE | 0 |  | CHICAGO, IL |  | PLUS INVESTMENTS LLC | REPAIR OR IN-KIND REPLACEMENT OF 0 PLUMBING FIXTURES AS DESCRIBED IN PERMIT APPLICATION. REPAIR OR IN-KIND REPLACEMENT OF HOT WATER HEATER(S). INCLUDES REPAIR OR REPLACMENT OF PLUMBING PIPING. LOCATIONS: 0 RESIDENTIAL UNIT(S), 1 NON-RESIDENTIAL UNIT(S), 1 INTERIOR COMMON AREAS, BASEMENT. ¦ SPECIAL CONDITION: NO EXTERIOR WORK |  |  |  | 0 | No
143 | 17331220780000 | B200435667 | 8/18/2025 |  |  |  |  | 25000 |  | 3414 S PARNELL AVE | 0 |  | CHICAGO, IL |  | ALVARADO CLAUDIA | NEW DETACHED WOOD FRAME GARAGE. DIMENSIONS AND SETBACKS PER APPLICATION. BUILDING OUTSIDE DIMENSIONS: 20'-0' ' X18'-0' '. GABLE ROOF HEIGHT TO PEAK: 12'-0' '. |  |  |  | 0 | Yes
144 | 16141120220000 | B200435669 | 7/28/2025 |  |  |  |  | 20450 |  | 3942 W CONGRESS PKWY | 0 |  | CHICAGO, IL |  | THOMAS DONALD | NEW DETACHED WOOD FRAME GARAGE. DIMENSIONS AND SETBACKS PER APPLICATION. BUILDING OUTSIDE DIMENSIONS: 20'-0' ' X20'-0' '. HIP ROOF HEIGHT TO PEAK: 14'-0' '. |  |  |  | NO PIN FOUND | Yes
145 | 09254220580000 | B200435673 | 7/28/2025 |  |  |  |  | 1500 |  | 7309 N ODELL AVE | 0 |  | CHICAGO, IL |  | SOBO ALEXANDRA | LINE VOLTAGE ELECTRICAL WORK. NEW PERMANENT 100 AMP SERVICE DISCONNECTING MEANS WITH 1 CIRCUITS. RECEPTACLE OUTLETS: 1 . LIGHTING OUTLETS: 0. 13.5 KWH LITHIUM ION ENERGY STORAGE SYSTEM. SPECIFIC LOCATION: EXTERIOR WALL. |  |  |  | 0 | No
146 | 14171150410000 | B200435674 | 7/28/2025 |  |  |  |  | 1575 |  | 1346 W SUNNYSIDE AVE | 0 |  | CHICAGO, IL |  | JAMES BALISE CONDOMINIUM ASSC | LINE VOLTAGE ELECTRICAL WORK. REPAIR OR ALTER DEVICES ON EXISTING CIRCUITS. RECEPTACLE OUTLETS: 4 . LIGHTING OUTLETS: 0. SPECIFIC LOCATION: MAINN HALLWAY & GARAGE. |  |  |  | NO PIN FOUND | No
147 | 17101100070000 | B200435677 | 7/28/2025 |  |  |  |  | 228000 |  | 676 N ST CLAIR ST | 0 |  | CHICAGO, IL |  | NORTHWESTERN MEMORIAL HOSPITAL | LOW VOLTAGE/COMMUNICATION ELECTRICAL WORK. INSTALL DATA/VIDEO. SPECIFIC LOCATION: 10TH FLOOR. |  |  |  | NO PIN FOUND | No
148 | 13262150500000 | B200435678 | 7/29/2025 |  |  |  |  | 13600 |  | 2915 N GRESHAM AVE | 0 |  | CHICAGO, IL |  | WALACH ERIN | INSTALL SOLAR PANELS ON ROOF OF PRINCIPAL BUILDING. ROOF TYPE: SLOPED (2:12 TO 5:12). INVERTER OUTPUT: 4.64 KW. ARRAY OUTPUT: 6.8 KW. LOCATION: ROOF AND EXTERIOR. ICC DISTRIBUTED GENERATION INSTALLER CERT. #25-0072. ¦ SPECIAL CONDITION: * NEC REFERENCES TO BE OMITTED FROM DRAWINGS, ALL GENERAL ELECTRICAL NOTES SHALL REFERENCE CEC 2018. * ALL EQUIPMENT, CONNECTORS, RACEWAYS, TAPS, ETC... MUST BE LISTED AND LABELED FOR USE. |  |  |  | NO PIN FOUND | Yes
149 | 19362060340000 | B200435679 | 7/28/2025 |  |  |  |  | 1500 |  | 7942 S ARTESIAN AVE | 0 |  | CHICAGO, IL |  | CALHOUN MELODY | LINE VOLTAGE ELECTRICAL WORK. NEW PERMANENT 100 AMP SERVICE DISCONNECTING MEANS WITH 1 CIRCUITS. RECEPTACLE OUTLETS: 1 . LIGHTING OUTLETS: 0. 13.5 KWH LITHIUM ION ENERGY STORAGE SYSTEM. SPECIFIC LOCATION: EXTERIOR WALL. |  |  |  | 0 | No
150 | 13124000010000 | B200435680 | 7/30/2025 |  |  |  |  | 475415 |  | 5145 N CALIFORNIA AVE | 0 |  | CHICAGO, IL |  | ENDEAVOR HEALTH SWEDISH HOSPITAL | CONCRETE MASONRY REPAIR / REPLACEMNT: 1740SQ. FT., EXCAVATION = NO. LOCATION: EAST ELEVATION, REMOVE AND REPLACE TOPPING SLAB. |  |  |  | 0 | No
151 | 19232130170000 | B200435681 | 7/29/2025 |  |  |  |  | 20712 |  | 3403 W 64TH PL | 0 |  | CHICAGO, IL |  | TABORDA CARDONA LUZ ADRIANA | INSTALL SOLAR PANELS ON ROOF OF ACCESSORY BUILDING. ROOF TYPE: SLOPED (2:12 TO 5:12). INVERTER OUTPUT: 2.925 KW. ARRAY OUTPUT: 3.825 KW. LOCATION: ROOF OF DETACHED GARAGE. ICC DISTRIBUTED GENERATION INSTALLER CERT. #24-0450. ¦ SPECIAL CONDITION: * NEC REFERENCES TO BE OMITTED FROM DRAWINGS, ALL GENERAL ELECTRICAL NOTES SHALL REFERENCE CEC 2018. * REFER TO SOLAR (PRINCIPAL) PERMIT B200435560.* UNDERGROUND RACEWAY TO BE INSPECTED BY AHJ PRIOR TO COVERING. * ALL EQUIPMENT, CONNECTORS, RACEWAYS, TAPS, ETC... MUST BE LISTED AND LABELED FOR USE. |  |  |  | 0 | Yes
152 | 19113010710000 | B200435682 | 7/28/2025 |  |  |  |  | 1500 |  | 3901 W 51ST ST | 0 |  | CHICAGO, IL |  | WENG XIAOXIA | LINE VOLTAGE ELECTRICAL WORK. NEW PERMANENT 125 AMP SERVICE DISCONNECTING MEANS WITH 1 CIRCUITS. RECEPTACLE OUTLETS: 1 . LIGHTING OUTLETS: 0. 13.5 KWH LITHIUM ION ENERGY STORAGE SYSTEM. SPECIFIC LOCATION: EXTERIOR WALL. |  |  |  | 0 | No
153 | 17094460160000 | B200435683 | 7/29/2025 |  |  |  |  | 10000 |  | 120 N LA SALLE ST | 0 |  | CHICAGO, IL |  | VOGELZANG LAW | LOW VOLTAGE/COMMUNICATION ELECTRICAL WORK. INSTALL AUDIO. SPECIFIC LOCATION: UNIT 31A. |  |  |  | NO PIN FOUND | No
154 | 14281090340000 | B200435684 | 7/28/2025 |  |  |  |  | 333655 |  | 421 W BARRY AVE | 0 |  | CHICAGO, IL |  | PRODIGY REAL ESTATE GROUP | SCOPE: ROOF REPLACEMENT. AREA: 15600 SQ. FT. ROOF COVERING: OTHER. LOCATION: ROOF TOP. IL ROOFING CONTRACTOR LICENSE: 104000268. |  |  |  | 0 | Yes
155 | 13362030140000 | B200435686 | 7/29/2025 |  |  |  |  | 22000 |  | 2317 N ROCKWELL ST | 0 |  | CHICAGO, IL |  | BEAL PROPERTIES | TUCKPOINTING AND UNIT MASONRY REPAIR / REPLACEMENT: 1000 SQ. FT., LINTEL QTY. 0, MAX. LENGTH 0. LOCATION: EAST ELEVATION. |  |  |  | 0 | No
156 | 17172050350000 | B200435691 | 7/29/2025 |  |  |  |  | 34300 |  | 1034 W MONROE ST | 0 |  | CHICAGO, IL |  | CARMICHAEL PLACE LLC | SCOPE: ROOF REPLACEMENT. AREA: 3000 SQ. FT. ROOF COVERING: BUILT-UP ROOF. LOCATION: ROOF SURFACE. IL ROOFING CONTRACTOR LICENSE: 104.01409. |  |  |  | 0 | Yes
157 | 13024000220000 | B200435693 | 7/28/2025 |  |  |  |  | 6000 |  | 3556 W THORNDALE AVE | 0 |  | CHICAGO, IL |  | BENNETT LUKE | LINE VOLTAGE ELECTRICAL WORK. NEW PERMANENT 200 AMP SERVICE DISCONNECTING MEANS WITH 16 CIRCUITS. RECEPTACLE OUTLETS: 1 . LIGHTING OUTLETS: 0. SPECIFIC LOCATION: OUTSIDE. |  |  |  | NO PIN FOUND | No
158 | 25084100410000 | B200435694 | 7/28/2025 |  |  |  |  | 22917 |  | 10054 S CARPENTER ST | 0 |  | CHICAGO, IL |  | HEARD MITCHELL | INSTALL SOLAR PANELS ON ROOF OF PRINCIPAL BUILDING. ROOF TYPE: SLOPED (2:12 TO 5:12). INVERTER OUTPUT: 10 KW. ARRAY OUTPUT: 9.43 KW. INCLUDES 13.5 KWH ENERGY STORAGE SYSTEM. LOCATION: ROOF PLANES OF PRINCIPAL STRUCTURE. ICC DISTRIBUTED GENERATION INSTALLER CERT. #18-0817. ¦ SPECIAL CONDITION: * NEC REFERENCES TO BE OMITTED FROM DRAWINGS, ALL GENERAL ELECTRICAL NOTES SHALL REFERENCE CEC 2018. * REFER TO ELECTRICAL PERMIT B200435527.* ALL EQUIPMENT, CONNECTORS, RACEWAYS, TAPS, ETC... MUST BE LISTED AND LABELED FOR USE. |  |  |  | 0 | Yes
159 | 19261080210000 | B200435695 | 7/28/2025 |  |  |  |  | 21196 |  | 7211 S HARDING AVE | 0 |  | CHICAGO, IL |  | GUIJOZA GUADALUPE | INSTALL SOLAR PANELS ON ROOF OF PRINCIPAL BUILDING. ROOF TYPE: STEEP (>5:12). INVERTER OUTPUT: 10 KW. ARRAY OUTPUT: 9.84 KW. INCLUDES 13.5 KWH ENERGY STORAGE SYSTEM. LOCATION: ROOF PLANES OF PRINCIPAL STRUCTURE. ICC DISTRIBUTED GENERATION INSTALLER CERT. #18-0817. ¦ SPECIAL CONDITION: * NEC REFERENCES TO BE OMITTED FROM DRAWINGS, ALL GENERAL ELECTRICAL NOTES SHALL REFERENCE CEC 2018. * REFER TO SOLAR (ACCESSORY) PERMIT B200435700 AND ELECTRICAL PERMIT B200433934.* UNDERGROUND RACEWAY TO BE INSPECTED BY AHJ PRIOR TO COVERING. * ALL EQUIPMENT, CONNECTORS, RACEWAYS, TAPS, ETC... MUST BE LISTED AND LABELED FOR USE. |  |  |  | 0 | Yes
160 | 20184290100000 | B200435697 | 8/5/2025 |  |  |  |  | 3800 |  | 6227 S HERMITAGE AVE | 0 |  | CHICAGO, IL |  | SHORT SEAN | PURPOSE: NEW/REPLACEMENT INSTALLATION. CHAIN LINK FENCE - 6'-0' ' (HEIGHT) X 175'-0' ' (LENGTH). LOCATION: NORTH, FRONT AND REAR SIDE OF THE PROPERTY. |  |  |  | 0 | No
161 | 20111050650000 | B200435699 | 8/26/2025 |  |  |  |  | 20000 |  | 4812 S DREXEL BLVD | 0 |  | CHICAGO, IL |  | NHS REDEVELOPMENT CORP. | SCOPE: ROOF REPLACEMENT. AREA: 3000 SQ. FT. ROOF COVERING: MINERAL - SURFACED ROLL ROOFING. LOCATION: ROOFING. IL ROOFING CONTRACTOR LICENSE: 104019437. |  |  |  | NO PIN FOUND | Yes
162 | 19261080210000 | B200435700 | 7/28/2025 |  |  |  |  | 8732 |  | 7211 S HARDING AVE | 0 |  | CHICAGO, IL |  | GUIJOZA GUADALUPE | INSTALL SOLAR PANELS ON ROOF OF ACCESSORY BUILDING. ROOF TYPE: SLOPED (2:12 TO 5:12). INVERTER OUTPUT: 10 KW. ARRAY OUTPUT: 3.28 KW. INCLUDES 13.5 KWH ENERGY STORAGE SYSTEM. LOCATION: ROOF PLANES OF DETACHED GARAGE. ICC DISTRIBUTED GENERATION INSTALLER CERT. #18-0817. ¦ SPECIAL CONDITION: * NEC REFERENCES TO BE OMITTED FROM DRAWINGS, ALL GENERAL ELECTRICAL NOTES SHALL REFERENCE CEC 2018. * REFER TO SOLAR (PRINCIPAL) PERMIT B200435695 AND ELECTRICAL PERMIT B200433934.* UNDERGROUND RACEWAY TO BE INSPECTED BY AHJ PRIOR TO COVERING. * ALL EQUIPMENT, CONNECTORS, RACEWAYS, TAPS, ETC... MUST BE LISTED AND LABELED FOR USE. |  |  |  | 0 | Yes
163 | 17162070050000 | B200435701 | 7/31/2025 |  |  |  |  | 1791500 |  | 150 S WACKER DR | 0 |  | CHICAGO, IL |  | MJH WAKER LLC | SCOPE: ROOF REPLACEMENT. AREA: 19300 SQ. FT. ROOF COVERING: OTHER. LOCATION: ROOF TOP. IL ROOFING CONTRACTOR LICENSE: 104003433. |  |  |  | 0 | Yes
164 | 13191100450000 | B200435702 | 7/29/2025 |  |  |  |  | 18859 |  | 3837 N NEVA AVE | 0 |  | CHICAGO, IL |  | MOSQUERA MARY ANN | INSTALL SOLAR PANELS ON ROOF OF PRINCIPAL BUILDING. ROOF TYPE: STEEP (>5:12). INVERTER OUTPUT: 10 KW. ARRAY OUTPUT: 8.61 KW. INCLUDES 13.5 KWH ENERGY STORAGE SYSTEM. LOCATION: ROOF PLANES OF PRINCIPAL STRUCTURE. ICC DISTRIBUTED GENERATION INSTALLER CERT. #18-0817. ¦ SPECIAL CONDITION: * NEC REFERENCES TO BE OMITTED FROM DRAWINGS, ALL GENERAL ELECTRICAL NOTES SHALL REFERENCE CEC 2018.* REFER TO SOLAR (ACCESSORY) PERMIT B200435704 AND ELECTRICAL PERMIT B200435532.* UNDERGROUND RACEWAY TO BE INSPECTED BY AHJ PRIOR TO COVERING. * ALL EQUIPMENT, CONNECTORS, RACEWAYS, TAPS, MUST BE LISTED AND LABELED FOR USE. |  |  |  | 0 | Yes
165 | 13191100450000 | B200435704 | 7/29/2025 |  |  |  |  | 10290 |  | 3837 N NEVA AVE | 0 |  | CHICAGO, IL |  | MOSQUERA MARY ANN | INSTALL SOLAR PANELS ON ROOF OF ACCESSORY BUILDING. ROOF TYPE: SLOPED (2:12 TO 5:12). INVERTER OUTPUT: 10 KW. ARRAY OUTPUT: 4.1 KW. INCLUDES 13.5 KWH ENERGY STORAGE SYSTEM. LOCATION: ROOF PLANES OF DETACHED STRUCTURE. ICC DISTRIBUTED GENERATION INSTALLER CERT. #18-0817. ¦ SPECIAL CONDITION: * NEC REFERENCES TO BE OMITTED FROM DRAWINGS, ALL GENERAL ELECTRICAL NOTES SHALL REFERENCE CEC 2018.* REFER TO SOLAR (PRINCIPAL) PERMIT B200435702 AND ELECTRICAL PERMIT B200435532.* UNDERGROUND RACEWAY TO BE INSPECTED BY AHJ PRIOR TO COVERING. * ALL EQUIPMENT, CONNECTORS, RACEWAYS, TAPS, MUST BE LISTED AND LABELED FOR USE. |  |  |  | 0 | Yes
166 | 20252230250000 | B200435705 | 7/29/2025 |  |  |  |  | 5000 |  | 2100 E 75TH ST | 0 |  | CHICAGO, IL |  | ANSCO CONSTRUCTION LLC | PURPOSE: LEGALIZE UNPERMITTED WORK. CHAIN LINK FENCE - 6'-0' ' (HEIGHT) X 36'-0' ' (LENGTH). LOCATION: PERIMETER OF LOT. |  |  |  | 0 | No
167 | 20111050690000 | B200435706 | 8/26/2025 |  |  |  |  | 20000 |  | 4814 S DREXEL BLVD | 0 |  | CHICAGO, IL |  | NHS REDEVELOPMENT CORP. | SCOPE: ROOF REPLACEMENT. AREA: 3000 SQ. FT. ROOF COVERING: MINERAL - SURFACED ROLL ROOFING. LOCATION: ROOFING. IL ROOFING CONTRACTOR LICENSE: 104019437. |  |  |  | NO PIN FOUND | Yes
168 | 19251020300000 | B200435707 | 7/29/2025 |  |  |  |  | 19638 |  | 7130 S WHIPPLE ST | 0 |  | CHICAGO, IL |  | MADRIGAL MARIA | INSTALL SOLAR PANELS ON ROOF OF PRINCIPAL BUILDING. ROOF TYPE: STEEP (>5:12). INVERTER OUTPUT: 10 KW. ARRAY OUTPUT: 9.02 KW. INCLUDES 13.5 KWH ENERGY STORAGE SYSTEM. LOCATION: ROOF PLANES OF PRINCIPAL STRUCTURE. ICC DISTRIBUTED GENERATION INSTALLER CERT. #18-0817. ¦ SPECIAL CONDITION: * NEC REFERENCES TO BE OMITTED FROM DRAWINGS, ALL GENERAL ELECTRICAL NOTES SHALL REFERENCE CEC 2018.* REFER TO SOLAR (ACCESSORY) PERMIT B200435710 AND ELECTRICAL PERMIT B200435534.* UNDERGROUND RACEWAY TO BE INSPECTED BY AHJ PRIOR TO COVERING. * ALL EQUIPMENT, CONNECTORS, RACEWAYS, TAPS, MUST BE LISTED AND LABELED FOR USE. |  |  |  | 0 | Yes
169 | 19251020300000 | B200435710 | 7/29/2025 |  |  |  |  | 7174 |  | 7130 S WHIPPLE ST | 0 |  | CHICAGO, IL |  | MADRIGAL MARIA | INSTALL SOLAR PANELS ON ROOF OF ACCESSORY BUILDING. ROOF TYPE: SLOPED (2:12 TO 5:12). INVERTER OUTPUT: 10 KW. ARRAY OUTPUT: 2.46 KW. INCLUDES 13.5 KWH ENERGY STORAGE SYSTEM. LOCATION: ROOF PLANES OF DETACHED STRUCTURE. ICC DISTRIBUTED GENERATION INSTALLER CERT. #18-0817. ¦ SPECIAL CONDITION: * NEC REFERENCES TO BE OMITTED FROM DRAWINGS, ALL GENERAL ELECTRICAL NOTES SHALL REFERENCE CEC 2018.* REFER TO SOLAR (PRINCIPAL) PERMIT B200435707 AND ELECTRICAL PERMIT B200435534.* UNDERGROUND RACEWAY TO BE INSPECTED BY AHJ PRIOR TO COVERING. * ALL EQUIPMENT, CONNECTORS, RACEWAYS, TAPS, MUST BE LISTED AND LABELED FOR USE. |  |  |  | 0 | Yes
170 | 20111050730000 | B200435711 | 8/26/2025 |  |  |  |  | 20000 |  | 4816 S DREXEL BLVD | 0 |  | CHICAGO, IL |  | NHS REDEVELOPMENT CORP. | SCOPE: ROOF REPLACEMENT. AREA: 3000 SQ. FT. ROOF COVERING: MINERAL - SURFACED ROLL ROOFING. LOCATION: ROOFING. IL ROOFING CONTRACTOR LICENSE: 104019437. |  |  |  | NO PIN FOUND | Yes
171 | 16124070830000 | B200435712 | 8/15/2025 |  |  |  |  | 59728 |  | 273 N CALIFORNIA AVE | 0 |  | CHICAGO, IL |  | AYALYTICAL INSTRUMENTS INC. | SCOPE: ROOF REPLACEMENT. AREA: 4950 SQ. FT. ROOF COVERING: OTHER. LOCATION: ROOF TOP. IL ROOFING CONTRACTOR LICENSE: 104007295. ¦ SPECIAL CONDITION: WORK IS BEING PERFORMED AT 2787 W FULTON ST. SAME ADDRESS AS 273 N CALIFORNIA AVE |  |  |  | 0 | Yes
172 | 17094030020000 | B200435713 | 7/28/2025 |  |  |  |  | 16590 |  | 222 W MERCHANDISE MART PLZ | 0 |  | CHICAGO, IL |  | PERK SPOT | LOW VOLTAGE/COMMUNICATION ELECTRICAL WORK. INSTALL SECURITY. SPECIFIC LOCATION: SUITE 1132. |  |  |  | NO PIN FOUND | No
173 | 19263180470000 | B200435714 | 7/29/2025 |  |  |  |  | 22138 |  | 3824 W PIPPIN ST | 0 |  | CHICAGO, IL |  | NUNEZ JOSE | INSTALL SOLAR PANELS ON ROOF OF PRINCIPAL BUILDING. ROOF TYPE: SLOPED (2:12 TO 5:12). INVERTER OUTPUT: 10 KW. ARRAY OUTPUT: 9.02 KW. INCLUDES 13.5 KWH ENERGY STORAGE SYSTEM. LOCATION: ROOF PLANES OF PRINCIPAL STRUCTURE. ICC DISTRIBUTED GENERATION INSTALLER CERT. #18-0817. ¦ SPECIAL CONDITION: * NEC REFERENCES TO BE OMITTED FROM DRAWINGS, ALL GENERAL ELECTRICAL NOTES SHALL REFERENCE CEC 2018.* REFER TO ELECTRICAL PERMIT B200434854.* ALL EQUIPMENT, CONNECTORS, RACEWAYS, TAPS, MUST BE LISTED AND LABELED FOR USE. |  |  |  | 0 | Yes
174 | 20111050770000 | B200435717 | 7/28/2025 |  |  |  |  | 20000 |  | 4818 S DREXEL BLVD | 0 |  | CHICAGO, IL |  | NHS REDEVELOPMENT CORP. | SCOPE: ROOF REPLACEMENT. AREA: 3000 SQ. FT. ROOF COVERING: MINERAL - SURFACED ROLL ROOFING. LOCATION: ROOFING. IL ROOFING CONTRACTOR LICENSE: 104019437. |  |  |  | NO PIN FOUND | Yes
175 | 14172120300000 | B200435718 | 7/31/2025 |  |  |  |  | 3000 |  | 935 W LELAND AVE | 0 |  | CHICAGO, IL |  | HASSONG ETHAN | LIMITED REPAIR (25% OR LESS) FOR WOOD PORCH (OPEN) (QUANTITY: 1, LOCATION: REAR OF BUILDING). LANDING: 96 SQUARE FEET. LANDING NOT MORE THAN 6 FEET ABOVE GROUND. LIMITED REPAIR (25% OR LESS) FOR WOOD PORCH (OPEN) (QUANTITY: 1, LOCATION: FRONT OF BUILDING). LANDING: 65 SQUARE FEET. LANDING NOT MORE THAN 6 FEET ABOVE GROUND. |  |  |  | 0 | No
176 | 19362060340000 | B200435719 | 7/29/2025 |  |  |  |  | 36939 |  | 7942 S ARTESIAN AVE | 0 |  | CHICAGO, IL |  | CALHOUN MELODY | INSTALL SOLAR PANELS ON ROOF OF PRINCIPAL BUILDING. ROOF TYPE: STEEP (>5:12). INVERTER OUTPUT: 11.5 KW. ARRAY OUTPUT: 16.81 KW. INCLUDES 13.5 KWH ENERGY STORAGE SYSTEM. LOCATION: ROOF PLANES OF PRINCIPAL STRUCTURE. ICC DISTRIBUTED GENERATION INSTALLER CERT. #18-0817. ¦ SPECIAL CONDITION: * NEC REFERENCES TO BE OMITTED FROM DRAWINGS, ALL GENERAL ELECTRICAL NOTES SHALL REFERENCE CEC 2018.* REFER TO ELECTRICAL PERMIT B200435679.* ALL EQUIPMENT, CONNECTORS, RACEWAYS, TAPS, MUST BE LISTED AND LABELED FOR USE. |  |  |  | 0 | Yes
177 | 10363000560000 | B200435721 | 7/28/2025 |  |  |  |  | 3100 |  | 3126 W WALLEN AVE | 0 |  | CHICAGO, IL |  | GERSTEN JEFF | LINE VOLTAGE ELECTRICAL WORK. ADD 1 CIRCUITS TO EXISTING 200 AMP SERVICE DISCONNECTING MEANS. RECEPTACLE OUTLETS: 1 . LIGHTING OUTLETS: 0. ELECTRIC VEHICLE SUPPLY EQUIPMENT:1 SPACES. SPECIFIC LOCATION: GARAGE. |  |  |  | 0 | No
178 | 20264260290000 | B200435727 | 7/29/2025 |  |  |  |  | 22138 |  | 7834 S KENWOOD AVE | 0 |  | CHICAGO, IL |  | MOORE KIMLEMAY | INSTALL SOLAR PANELS ON ROOF OF PRINCIPAL BUILDING. ROOF TYPE: SLOPED (2:12 TO 5:12). INVERTER OUTPUT: 10 KW. ARRAY OUTPUT: 9.02 KW. INCLUDES 13.5 KWH ENERGY STORAGE SYSTEM. LOCATION: ROOF PLANES OF PRINCIPAL STRUCTURE. ICC DISTRIBUTED GENERATION INSTALLER CERT. #18-0817. ¦ SPECIAL CONDITION: * NEC REFERENCES TO BE OMITTED FROM DRAWINGS, ALL GENERAL ELECTRICAL NOTES SHALL REFERENCE CEC 2018.* REFER TO ELECTRICAL PERMIT B200435260.* ALL EQUIPMENT, CONNECTORS, RACEWAYS, TAPS, MUST BE LISTED AND LABELED FOR USE. |  |  |  | 0 | Yes
179 | 14321040320000 | B200435728 | 8/25/2025 |  |  |  |  | 5000 |  | 1357 W FULLERTON AVE | 0 |  | CHICAGO, IL |  | KOZUP STEVEN | LIMITED REPAIR (25% OR LESS) FOR WOOD OCCUPIABLE ROOFTOP (QUANTITY: 1, LOCATION: REAR OF BUILDING). |  |  |  | NO PIN FOUND | Yes
180 | 13201100190000 | B200435729 | 7/28/2025 |  |  |  |  | 14177 |  | 6211 W BERENICE AVE | 0 |  | CHICAGO, IL |  | GIULIA MORALEJO | SCOPE: ROOF REPLACEMENT. AREA: 7 SQ. FT. ROOF COVERING: ASPHALT SHINGLES. LOCATION: DETACHED GARAGE. IL ROOFING CONTRACTOR LICENSE: 104019663. |  |  |  | 0 | Yes
181 | 19113010710000 | B200435730 | 7/29/2025 |  |  |  |  | 19022 |  | 3901 W 51ST ST | 0 |  | CHICAGO, IL |  | WENG XIAOXIA | INSTALL SOLAR PANELS ON ROOF OF PRINCIPAL BUILDING. ROOF TYPE: SLOPED (2:12 TO 5:12). INVERTER OUTPUT: 10 KW. ARRAY OUTPUT: 7.38 KW. INCLUDES 13.5 KWH ENERGY STORAGE SYSTEM. LOCATION: ROOF PLANES OF PRINCIPAL STRUCTURE. ICC DISTRIBUTED GENERATION INSTALLER CERT. #18-0817. ¦ SPECIAL CONDITION: * NEC REFERENCES TO BE OMITTED FROM DRAWINGS, ALL GENERAL ELECTRICAL NOTES SHALL REFERENCE CEC 2018.* REFER TO ELECTRICAL PERMIT B200435682.* ALL EQUIPMENT, CONNECTORS, RACEWAYS, TAPS, MUST BE LISTED AND LABELED FOR USE. |  |  |  | 0 | Yes
182 | 16052190220000 | B200435732 | 7/29/2025 |  |  |  |  | 31486 |  | 1346 N MENARD AVE | 0 |  | CHICAGO, IL |  | PENDLETON WILLIE | INSTALL SOLAR PANELS ON ROOF OF PRINCIPAL BUILDING. ROOF TYPE: SLOPED (2:12 TO 5:12). INVERTER OUTPUT: 10 KW. ARRAY OUTPUT: 13.94 KW. INCLUDES 13.5 KWH ENERGY STORAGE SYSTEM. LOCATION: ROOF PLANES OF PRINCIPAL STRUCTURE. ICC DISTRIBUTED GENERATION INSTALLER CERT. #18-0817. ¦ SPECIAL CONDITION: * NEC REFERENCES TO BE OMITTED FROM DRAWINGS, ALL GENERAL ELECTRICAL NOTES SHALL REFERENCE CEC 2018.* REFER TO ELECTRICAL PERMIT B200435196.* ALL EQUIPMENT, CONNECTORS, RACEWAYS, TAPS, MUST BE LISTED AND LABELED FOR USE. |  |  |  | 0 | Yes
183 | 13253000110000 | B200435733 | 7/28/2025 |  |  |  |  | 28600 |  | 2725 N KEDZIE AVE | 0 |  | CHICAGO, IL |  | PEREZ HERNANDEZ HUMBERTO | SCOPE: ROOF REPLACEMENT. AREA: 1600 SQ. FT. ROOF COVERING: BUILT-UP ROOF. LOCATION: FULL ROOF REPLACEMENT. IL ROOFING CONTRACTOR LICENSE: 104019422. |  |  |  | NO PIN FOUND | Yes
184 | 13331110380000 | B200435735 | 7/28/2025 |  |  |  |  | 22794 |  | 2106 N LATROBE AVE | 0 |  | CHICAGO, IL |  | GUZMAN MIRIAM | SCOPE: ROOF REPLACEMENT. AREA: 2277 SQ. FT. ROOF COVERING: ASPHALT SHINGLES. LOCATION: ROOF AND GUTTERS. IL ROOFING CONTRACTOR LICENSE: 104018904. |  |  |  | 0 | Yes
185 | 17042100270000 | B200435736 | 8/1/2025 |  |  |  |  | 307142 |  | 1540 N STATE PKWY | 0 |  | CHICAGO, IL |  | 1540 N. STATE PARKWAY CONDO ASSOCIATION | TUCKPOINTING AND UNIT MASONRY REPAIR / REPLACEMENT: 15100 SQ. FT., LINTEL QTY. 0, MAX. LENGTH 0. LOCATION: PERIMETER FACADE. |  |  |  | NO PIN FOUND | No
186 | 14281030650000 | B200435739 | 8/5/2025 |  |  |  |  | 1750 |  | 450 W BRIAR PL | 0 |  | CHICAGO, IL |  | ZAGORIN SANDRA | LINE VOLTAGE ELECTRICAL WORK. NEW PERMANENT 100 AMP SERVICE DISCONNECTING MEANS WITH 10 CIRCUITS. RECEPTACLE OUTLETS: 1 . LIGHTING OUTLETS: 0. SPECIFIC LOCATION: UNIT 13 C. |  |  |  | NO PIN FOUND | No
187 | 19032000640000 | B200435740 | 7/30/2025 |  |  |  |  | 150000 |  | 4405 W 44TH ST | 0 |  | CHICAGO, IL |  | SCOUT COLD STORAGE | REPAIR/REPLACEMENT AFFECTING 1 SYSTEMS : 1 OTHER COOLING EQUIPMENT(FRIGID COIL / IMECO RC-F-28-74-EF FREEZER UNIT) . ELECTRICAL WORK UNDER THIS PERMIT = NO . LOCATIONS: 0 RESIDENTIAL UNIT(S), 1 NON-RESIDENTIAL UNIT(S), EXTERIOR WORK, PENTHOUSE AU-1 ZONE 30. ¦ SPECIAL CONDITION: COMMONLY ADDRESSED AS 4220 S KILDARE AVECONTACT REFRIGERATION SUPERVISOR CLEMENT GAVIN 312-743-3562, PRIOR TO THE INSTALLATION OF ANY ROOFTOP EQUIPMENT, TO SCHEDULE AN INSPECTION. |  |  |  | 0 | Yes
188 | 25093120050000 | B200435746 | 8/4/2025 |  |  |  |  | 19613 |  | 10019 S WALLACE ST | 0 |  | CHICAGO, IL |  | WORDLOW MARY | ADA BATHROOM MODIFICATIONS. REMOVE TUB AND INSTALL SHOWER WITH ASSOCIATED FIXTURES AND TILE WORK. |  |  |  | 0 | No
189 | 13093320080000 | B200435760 | 7/29/2025 |  |  |  |  | 300 |  | 5216 W LAWRENCE AVE | 0 |  | CHICAGO, IL |  | COPERNICUS FOUNDATION | LINE VOLTAGE ELECTRICAL WORK. REPAIR OR ALTER DEVICES ON EXISTING CIRCUITS. RECEPTACLE OUTLETS: 12 . LIGHTING OUTLETS: 8. SPECIFIC LOCATION: PARKING LOT. |  |  |  | NO PIN FOUND | No
190 | 12242280240000 | B200435761 | 7/28/2025 |  |  |  |  | 29691 |  | 7418 W ADDISON ST | 0 |  | CHICAGO, IL |  | TORO CARLOS | NEW DETACHED WOOD FRAME GARAGE. DIMENSIONS AND SETBACKS PER APPLICATION. BUILDING OUTSIDE DIMENSIONS: 22'-0' ' X22'-0' '. HIP ROOF HEIGHT TO PEAK: 13'-0' '. |  |  |  | 0 | Yes
191 | 17171010450000 | B200435764 | 8/1/2025 |  |  |  |  | 6250 |  | 6 S LAFLIN ST | 0 |  | CHICAGO, IL |  | XIA JULIE | REPAIR/REPLACEMENT AFFECTING 1 SYSTEMS : 1 OTHER COOLING EQUIPMENT(A 25 YEAR OLD AC UNIT LENNOX ML13KC1-024) . ELECTRICAL WORK UNDER THIS PERMIT = NO . LOCATIONS: 1 RESIDENTIAL UNIT(S), 0 NON-RESIDENTIAL UNIT(S), REPLACE THE AC ON BUILDING ROOF FOR UNIT 301. ¦ SPECIAL CONDITION: CONTACT REFRIGERATION SUPERVISOR CLEMENT GAVIN 312-743-3562, PRIOR TO THE INSTALLATION OF ANY ROOFTOP EQUIPMENT, TO SCHEDULE AN INSPECTION. |  |  |  | NO PIN FOUND | Yes
192 | 13231160210000 | B200435767 | 8/15/2025 |  |  |  |  | 5000 |  | 3762 N HARDING AVE | 0 |  | CHICAGO, IL |  | ELLINGTON JESSICA | IN-KIND REPLACEMENT OF EXTERIOR WINDOWS AND DOORS IN EXISTING OPENINGS. REPLACEMENT WINDOWS: 4; REPLACEMENT SKYLIGHTS: 0; REPLACEMENT DOORS: 0. AFFECTS: 1 RESIDENTIAL UNIT(S), 0 NON-RESIDENTIAL UNIT(S), LOCATION: FRONT OF BUILDING WINDOWS ON GROUND FLOOR. ¦ SPECIAL CONDITION: NEW WINDOWS TO BE (3) GANGED DOUBLE-HUNG CLAD WOOD WINDOWS. |  |  |  | 0 | No
193 | 19134090070000 | B200435769 | 7/28/2025 |  |  |  |  | 22513 |  | 6019 S FAIRFIELD AVE | 0 |  | CHICAGO, IL |  | SANCHEZ AMADOR | NEW DETACHED WOOD FRAME GARAGE. DIMENSIONS AND SETBACKS PER APPLICATION. BUILDING OUTSIDE DIMENSIONS: 20'-0' ' X20'-0' '. HIP ROOF HEIGHT TO PEAK: 13'-0' '. |  |  |  | 0 | Yes
194 | 12121140160000 | B200435774 | 7/28/2025 |  |  |  |  | 25800 |  | 5333 N OZANAM AVE | 0 |  | CHICAGO, IL |  | GUZMAN ALONSO | NEW DETACHED WOOD FRAME GARAGE. DIMENSIONS AND SETBACKS PER APPLICATION. BUILDING OUTSIDE DIMENSIONS: 20'-0' ' X22'-0' '. GABLE ROOF HEIGHT TO PEAK: 15'-0' '. |  |  |  | 0 | Yes
195 | 13274160200000 | B200435776 | 7/28/2025 |  |  |  |  | 32644 |  | 2434 N LOWELL AVE | 0 |  | CHICAGO, IL |  | ZARAGOZA REUBEN | NEW DETACHED WOOD FRAME GARAGE. DIMENSIONS AND SETBACKS PER APPLICATION. BUILDING OUTSIDE DIMENSIONS: 24'-0' ' X18'-0' '. GABLE ROOF HEIGHT TO PEAK: 12'-0' '. |  |  |  | NO PIN FOUND | Yes
196 | 20363240350000 | B200435777 | 7/29/2025 |  |  |  |  | 32300 |  | 1640 E 86TH PL | 0 |  | CHICAGO, IL |  | PEAVY MARKENA | INSTALL SOLAR PANELS ON ROOF OF PRINCIPAL BUILDING. ROOF TYPE: SLOPED (2:12 TO 5:12). INVERTER OUTPUT: 11.02 KW. ARRAY OUTPUT: 16.15 KW. LOCATION: ROOFTOP AND EXTERIOR WALLS OF THE BUILDING. ICC DISTRIBUTED GENERATION INSTALLER CERT. #25-0072. ¦ SPECIAL CONDITION: * NEC REFERENCES TO BE OMITTED FROM DRAWINGS, ALL GENERAL ELECTRICAL NOTES SHALL REFERENCE CEC 2018.* PLEASE APPLY FOR ELECTRICAL PERMIT PRIOR TO SOLAR INSPECTION AND HAVE PRESENT ON DATE OF SOLAR INSPECTION OR RISK FAILURE AS PROPOSED WORK PER ELECTRICAL DRAWING.* ALL EQUIPMENT, CONNECTORS, RACEWAYS, TAPS, MUST BE LISTED AND LABELED FOR USE. |  |  |  | 0 | Yes
197 | 20263110410000 | B200435781 | 7/30/2025 |  |  |  |  | 3500 |  | 7557 S COTTAGE GROVE AVE | 0 |  | CHICAGO, IL |  | BAROMAN CORP | LINE VOLTAGE ELECTRICAL WORK. REPAIR OR ALTER DEVICES ON EXISTING CIRCUITS. RECEPTACLE OUTLETS: 1 . LIGHTING OUTLETS: 1. SPECIFIC LOCATION: 1ST FLOOR. |  |  |  | 0 | No
198 | 13262080290000 | B200435782 | 7/31/2025 |  |  |  |  | 2000 |  | 3048 N DRAKE AVE | 0 |  | CHICAGO, IL |  | GELLAR MICHAEL | LIMITED REPAIR (25% OR LESS) FOR WOOD PORCH (OPEN) (QUANTITY: 1, LOCATION: REAR OF BUILDING). LANDING: 40 SQUARE FEET. LANDING NOT MORE THAN 6 FEET ABOVE GROUND. |  |  |  | NO PIN FOUND | No
199 | 17161130160000 | B200435793 | 8/11/2025 |  |  |  |  | 20000 |  | 565 W QUINCY ST | 0 |  | CHICAGO, IL |  | 565 W QUINCY CONDO ASSOC | TUCKPOINTING AND UNIT MASONRY REPAIR / REPLACEMENT: 50 SQ. FT., LINTEL QTY. 0, MAX. LENGTH 0. LOCATION: FRONT FACADE. |  |  |  | 0 | No
200 | 20282160090000 | B200435796 | 7/29/2025 |  |  |  |  | 29275 |  | 7335 S STEWART AVE | 0 |  | CHICAGO, IL |  | CRANSHAW KENNETH | INSTALL SOLAR PANELS ON ROOF OF PRINCIPAL BUILDING. ROOF TYPE: STEEP (>5:12). INVERTER OUTPUT: 10 KW. ARRAY OUTPUT: 7.38 KW. INCLUDES 13.5 KWH ENERGY STORAGE SYSTEM. LOCATION: ROOF PLANES OF HOME. ICC DISTRIBUTED GENERATION INSTALLER CERT. #18-0817. ¦ SPECIAL CONDITION: * NEC REFERENCES TO BE OMITTED FROM DRAWINGS, ALL GENERAL ELECTRICAL NOTES SHALL REFERENCE CEC 2018. * REFER TO ELECTRICAL PERMIT B200435894.* ALL EQUIPMENT, CONNECTORS, RACEWAYS, TAPS, ETC... MUST BE LISTED AND LABELED FOR USE. |  |  |  | 0 | Yes